## General
Compatibility of units for the software Daikin Cloud Plus
The version of this document matches Daikin Cloud Plus 1.5 of timestamp 06/2025

## VRV OU
VRV outdoor units
[5 empty] | Red: Update | New information:
[5 empty] | Compatibility (x is compatible) | Cooling/Heating Thermal Energy Compatibility (x is compatible)
Category | Generation | Model range |  | Model | Ver 202506
HR | VRV V | REMA-A | REMA-A7Y1B | REMA5A7Y1B | N.A. (Multi) | N.A. (Multi)
|  | REYA-A | REYA-A7Y1B | REYA8A7Y1B | x | x
|  | REYA-A | REYA-A7Y1B | REYA10A7Y1B | x | x
|  | REYA-A | REYA-A7Y1B | REYA12A7Y1B | x | x
|  | REYA-A | REYA-A7Y1B | REYA13A7Y1B | x | x
|  | REYA-A | REYA-A7Y1B | REYA14A7Y1B | x | x
|  | REYA-A | REYA-A7Y1B | REYA16A7Y1B | x | x
|  | REYA-A | REYA-A7Y1B | REYA18A7Y1B | x | x
|  | REYA-A | REYA-A7Y1B | REYA20A7Y1B | x | x
|  | REYA-A | REYA-A7Y1B | REYA22A7Y1B | x | x
|  | REYA-A | REYA-A7Y1B | REYA24A7Y1B | x | x
|  | REYA-A | REYA-A7Y1B | REYA26A7Y1B | x | x
|  | REYA-A | REYA-A7Y1B | REYA28A7Y1B | x | x
|  | REMA-A9 | REMA-A7Y1B9 | REMA5A7Y1B9 | N.A. (Multi) | N.A. (Multi)
|  | REYA-A9 | REYA-A7Y1B9 | REYA8A7Y1B9 | x | x
|  | REYA-A9 | REYA-A7Y1B9 | REYA10A7Y1B9 | x | x
|  | REYA-A9 | REYA-A7Y1B9 | REYA12A7Y1B9 | x | x
|  | REYA-A9 | REYA-A7Y1B9 | REYA13A7Y1B9 | x | x
|  | REYA-A9 | REYA-A7Y1B9 | REYA14A7Y1B9 | x | x
|  | REYA-A9 | REYA-A7Y1B9 | REYA16A7Y1B9 | x | x
|  | REYA-A9 | REYA-A7Y1B9 | REYA18A7Y1B9 | x | x
|  | REYA-A9 | REYA-A7Y1B9 | REYA20A7Y1B9 | x | x
|  | REYA-A9 | REYA-A7Y1B9 | REYA22A7Y1B9 | x | x
|  | REYA-A9 | REYA-A7Y1B9 | REYA24A7Y1B9 | x | x
|  | REYA-A9 | REYA-A7Y1B9 | REYA26A7Y1B9 | x | x
|  | REYA-A9 | REYA-A7Y1B9 | REYA28A7Y1B9 | x | x
| VRV IV | REMQ-U | REMQ-U7Y1B | REMQ5U7Y1B | N.A. (Multi) | N.A. (Multi)
|  | REMQ-T | REMQ-T7Y1B | REMQ5T7Y1B | N.A. (Multi) | N.A. (Multi)
|  | REYQ-U | REYQ-U7Y1B | REYQ8U7Y1B | x | x
|  | REYQ-U | REYQ-U7Y1B | REYQ10U7Y1B | x | x
|  | REYQ-U | REYQ-U7Y1B | REYQ12U7Y1B | x | x
|  | REYQ-U | REYQ-U7Y1B | REYQ13U7Y1B | x | x
|  | REYQ-U | REYQ-U7Y1B | REYQ14U7Y1B | x | x
|  | REYQ-U | REYQ-U7Y1B | REYQ16U7Y1B | x | x
|  | REYQ-U | REYQ-U7Y1B | REYQ18U7Y1B | x | x
|  | REYQ-U | REYQ-U7Y1B | REYQ20U7Y1B | x | x
|  | REYQ-U | REYQ-U7Y1B | REYQ22U7Y1B | x | x
|  | REYQ-U | REYQ-U7Y1B | REYQ24U7Y1B | x | x
|  | REYQ-U | REYQ-U7Y1B | REYQ26U7Y1B | x | x
|  | REYQ-U | REYQ-U7Y1B | REYQ28U7Y1B | x | x
|  | REYQ-U | REYQ-U7Y1B | REYQ30U7Y1B | x | x
|  | REYQ-U | REYQ-U7Y1B | REYQ32U7Y1B | x | x
|  | REYQ-U | REYQ-U7Y1B | REYQ34U7Y1B | x | x
|  | REYQ-U | REYQ-U7Y1B | REYQ36U7Y1B | x | x
|  | REYQ-U | REYQ-U7Y1B | REYQ38U7Y1B | x | x
|  | REYQ-U | REYQ-U7Y1B | REYQ40U7Y1B | x | x
|  | REYQ-U | REYQ-U7Y1B | REYQ42U7Y1B | x | x
|  | REYQ-U | REYQ-U7Y1B | REYQ44U7Y1B | x | x
|  | REYQ-U | REYQ-U7Y1B | REYQ46U7Y1B | x | x
|  | REYQ-U | REYQ-U7Y1B | REYQ48U7Y1B | x | x
|  | REYQ-U | REYQ-U7Y1B | REYQ50U7Y1B | x | x
|  | REYQ-U | REYQ-U7Y1B | REYQ52U7Y1B | x | x
|  | REYQ-U | REYQ-U7Y1B | REYQ54U7Y1B | x | x
|  | REYQ-T | REYQ-T7Y1B | REYQ8T7Y1B | x | x
|  | REYQ-T | REYQ-T7Y1B | REYQ10T7Y1B | x | x
|  | REYQ-T | REYQ-T7Y1B | REYQ12T7Y1B | x | x
|  | REYQ-T | REYQ-T7Y1B | REYQ14T7Y1B | x | x
|  | REYQ-T | REYQ-T7Y1B | REYQ16T7Y1B | x | x
|  | REYQ-T | REYQ-T7Y1B | REYQ18T7Y1B | x | x
|  | REYQ-T | REYQ-T7Y1B | REYQ20T7Y1B | x | x
|  | REYQ-T | REYQ-T7Y1B | REYQ13T7Y1B | x | x
|  | REYQ-T | REYQ-T7Y1B | REYQ22T7Y1B | x | x
|  | REYQ-T | REYQ-T7Y1B | REYQ24T7Y1B | x | x
|  | REYQ-T | REYQ-T7Y1B | REYQ26T7Y1B | x | x
|  | REYQ-T | REYQ-T7Y1B | REYQ28T7Y1B | x | x
|  | REYQ-T | REYQ-T7Y1B | REYQ30T7Y1B | x | x
|  | REYQ-T | REYQ-T7Y1B | REYQ32T7Y1B | x | x
|  | REYQ-T | REYQ-T7Y1B | REYQ34T7Y1B | x | x
|  | REYQ-T | REYQ-T7Y1B | REYQ36T7Y1B | x | x
|  | REYQ-T | REYQ-T7Y1B | REYQ38T7Y1B | x | x
|  | REYQ-T | REYQ-T7Y1B | REYQ40T7Y1B | x | x
|  | REYQ-T | REYQ-T7Y1B | REYQ42T7Y1B | x | x
|  | REYQ-T | REYQ-T7Y1B | REYQ44T7Y1B | x | x
|  | REYQ-T | REYQ-T7Y1B | REYQ46T7Y1B | x | x
|  | REYQ-T | REYQ-T7Y1B | REYQ48T7Y1B | x | x
|  | REYQ-T | REYQ-T7Y1B | REYQ50T7Y1B | x | x
|  | REYQ-T | REYQ-T7Y1B | REYQ52T7Y1B | x | x
|  | REYQ-T | REYQ-T7Y1B | REYQ54T7Y1B | x | x
| VRV III | REMHQ-P | REMHQ-P8Y1B | REMHQ12P8Y1B | N.A. (Multi) | N.A. (Multi)
|  | REYQ-P | REYQ-P9Y1B | REYQ8P9Y1B | x | x
|  | REYQ-P | REYQ-P9Y1B | REYQ12P9Y1B | x | x
|  | REYQ-P | REYQ-P9Y1B | REYQ18P9Y1B | x | x
|  | REYQ-P | REYQ-P9Y1B | REYQ20P9Y1B | x | x
|  | REYQ-P | REYQ-P9Y1B | REYQ34P9Y1B | x | x
|  | REYQ-P | REYQ-P9Y1B | REYQ36P9Y1B | x | x
|  | REYQ-P | REYQ-P8Y1B | REYQ8P8Y1B | x | x
|  | REYQ-P | REYQ-P8Y1B | REYQ10P8Y1B | x | x
|  | REYQ-P | REYQ-P8Y1B | REYQ12P8Y1B | x | x
|  | REYQ-P | REYQ-P8Y1B | REYQ14P8Y1B | x | x
|  | REYQ-P | REYQ-P8Y1B | REYQ16P8Y1B | x | x
|  | REYQ-P | REYQ-P8Y1B | REYQ18P8Y1B | x | x
|  | REYQ-P | REYQ-P8Y1B | REYQ20P8Y1B | x | x
|  | REYQ-P | REYQ-P8Y1B | REYQ22P8Y1B | x | x
|  | REYQ-P | REYQ-P8Y1B | REYQ24P8Y1B | x | x
|  | REYQ-P | REYQ-P8Y1B | REYQ26P8Y1B | x | x
|  | REYQ-P | REYQ-P8Y1B | REYQ28P8Y1B | x | x
|  | REYQ-P | REYQ-P8Y1B | REYQ30P8Y1B | x | x
|  | REYQ-P | REYQ-P8Y1B | REYQ32P8Y1B | x | x
|  | REYQ-P | REYQ-P8Y1B | REYQ34P8Y1B | x | x
|  | REYQ-P | REYQ-P8Y1B | REYQ36P8Y1B | x | x
|  | REYQ-P | REYQ-P8Y1B | REYQ38P8Y1B | x | x
|  | REYQ-P | REYQ-P8Y1B | REYQ40P8Y1B | x | x
|  | REYQ-P | REYQ-P8Y1B | REYQ42P8Y1B | x | x
|  | REYQ-P | REYQ-P8Y1B | REYQ44P8Y1B | x | x
|  | REYQ-P | REYQ-P8Y1B | REYQ46P8Y1B | x | x
|  | REYQ-P | REYQ-P8Y1B | REYQ48P8Y1B | x | x
|  | REYQ-P | REYQ-P7Y1B | REYQ18P7Y1B | x | x
|  | REYQ-P | REYQ-P7Y1B | REYQ20P7Y1B | x | x
|  | REYQ-P | REYQ-P7Y1B | REYQ22P7Y1B | x | x
|  | REYQ-P | REYQ-P7Y1B | REYQ24P7Y1B | x | x
|  | REYQ-P | REYQ-P7Y1B | REYQ26P7Y1B | x | x
|  | REYQ-P | REYQ-P7Y1B | REYQ28P7Y1B | x | x
|  | REYQ-P | REYQ-P7Y1B | REYQ30P7Y1B | x | x
|  | REYQ-P | REYQ-P7Y1B | REYQ32P7Y1B | x | x
|  | REYQ-P | REYQ-P7Y1B | REYQ34P7Y1B | x | x
|  | REYQ-P | REYQ-P7Y1B | REYQ36P7Y1B | x | x
|  | REYQ-P | REYQ-P7Y1B | REYQ38P7Y1B | x | x
|  | REYQ-P | REYQ-P7Y1B | REYQ40P7Y1B | x | x
|  | REYQ-P | REYQ-P7Y1B | REYQ42P7Y1B | x | x
|  | REYQ-P | REYQ-P7Y1B | REYQ44P7Y1B | x | x
|  | REYQ-P | REYQ-P7Y1B | REYQ46P7Y1B | x | x
|  | REYQ-P | REYQ-P7Y1B | REYQ48P7Y1B | x | x
|  | REYQ-P | REYQ-PY1B | REYQ8PY1B | x | x
|  | REYQ-P | REYQ-PY1B | REYQ10PY1B | x | x
|  | REYQ-P | REYQ-PY1B | REYQ12PY1B | x | x
|  | REYQ-P | REYQ-PY1B | REYQ14PY1B | x | x
|  | REYQ-P | REYQ-PY1B | REYQ16PY1B | x | x
|  | REYQ-P | REYQ-PY1B | REYQ18PY1B | x | x
|  | REYQ-P | REYQ-PY1B | REYQ20PY1B | x | x
|  | REYQ-P | REYQ-PY1B | REYQ22PY1B | x | x
|  | REYQ-P | REYQ-PY1B | REYQ24PY1B | x | x
|  | REYQ-P | REYQ-PY1B | REYQ26PY1B | x | x
|  | REYQ-P | REYQ-PY1B | REYQ28PY1B | x | x
|  | REYQ-P | REYQ-PY1B | REYQ30PY1B | x | x
|  | REYQ-P | REYQ-PY1B | REYQ32PY1B | x | x
|  | REYQ-P | REYQ-PY1B | REYQ34PY1B | x | x
|  | REYQ-P | REYQ-PY1B | REYQ36PY1B | x | x
|  | REYQ-P | REYQ-PY1B | REYQ38PY1B | x | x
|  | REYQ-P | REYQ-PY1B | REYQ40PY1B | x | x
|  | REYQ-P | REYQ-PY1B | REYQ42PY1B | x | x
|  | REYQ-P | REYQ-PY1B | REYQ44PY1B | x | x
|  | REYQ-P | REYQ-PY1B | REYQ46PY1B | x | x
|  | REYQ-P | REYQ-PY1B | REYQ48PY1B | x | x
|  | REYAQ-P | REYAQ-P7Y1B | REYAQ10P7Y1B | x | x
|  | REYAQ-P | REYAQ-P7Y1B | REYAQ12P7Y1B | x | x
|  | REYAQ-P | REYAQ-P7Y1B | REYAQ14P7Y1B | x | x
|  | REYAQ-P | REYAQ-P7Y1B | REYAQ16P7Y1B | x | x
|  | REYHQ-P | REYHQ-P8W1B | REYHQ16P8W1B | x | x
|  | REYHQ-P | REYHQ-P8W1B | REYHQ20P8W1B | x | x
|  | REYHQ-P | REYHQ-P8W1B | REYHQ22P8W1B | x | x
|  | REYHQ-P | REYHQ-P8W1B | REYHQ24P8W1B | x | x
|  | REYHQ-P | REYHQ-P9W1B | REYHQ16P9W1B | x | x
|  | REYHQ-P | REYHQ-P9W1B | REYHQ20P9W1B | x | x
|  | REYHQ-P | REYHQ-P9W1B | REYHQ22P9W1B | x | x
|  | REYHQ-P | REYHQ-P9W1B | REYHQ24P9W1B | x | x
|  | REMQ-P | REMQ-PY1 | REMQ8PY1 | N.A. (Multi) | N.A. (Multi)
|  | REMQ-P | REMQ-PY1 | REMQ10PY1 | N.A. (Multi) | N.A. (Multi)
|  | REMQ-P | REMQ-PY1 | REMQ14PY1 | N.A. (Multi) | N.A. (Multi)
|  | REMQ-P | REMQ-PY1 | REMQ16PY1 | N.A. (Multi) | N.A. (Multi)
CO2VRV HP | CO2VRV | RXYN-B | RXYN-B7Y1B | RXYN10B7Y1B | x | Not covered
HP | VRV V | RYMA5A | RYMA5A | RYMA5A | N.A. (Multi) | N.A. (Multi)
|  | RXYA-A | RXYA-A7Y1B | RXYA8A7Y1B | x | x
|  | RXYA-A | RXYA-A7Y1B | RXYA10A7Y1B | x | x
|  | RXYA-A | RXYA-A7Y1B | RXYA12A7Y1B | x | x
|  | RXYA-A | RXYA-A7Y1B | RXYA13A7Y1B | x | x
|  | RXYA-A | RXYA-A7Y1B | RXYA14A7Y1B | x | x
|  | RXYA-A | RXYA-A7Y1B | RXYA16A7Y1B | x | x
|  | RXYA-A | RXYA-A7Y1B | RXYA18A7Y1B | x | x
|  | RXYA-A | RXYA-A7Y1B | RXYA20A7Y1B | x | x
HP | VRV V | RXYSA-A | RXYSA-A7V1B | RXYSA4A7V1B | x | x
|  | RXYSA-A | RXYSA-A7V1B | RXYSA5A7V1B | x | x
|  | RXYSA-A | RXYSA-A7V1B | RXYSA6A7V1B | x | x
|  | RXYSA-A | RXYSA-A7Y1B | RXYSA4A7Y1B | x | x
|  | RXYSA-A | RXYSA-A7Y1B | RXYSA5A7Y1B | x | x
|  | RXYSA-A | RXYSA-A7Y1B | RXYSA6A7Y1B | x | x
|  | RXYSA-A | RXYSA-AMY1B | RXYSA8AMY1B | x | x
|  | RXYSA-A | RXYSA-AMY1B | RXYSA10AMY1B | x | x
|  | RXYSA-A | RXYSA-AMY1B | RXYSA12AMY1B | x | x
| VRV IV | RYMQ-U | RYMQ-U7Y1B | RYMQ8U7Y1B | x | x
|  | RYMQ-U | RYMQ-U7Y1B | RYMQ10U7Y1B | x | x
|  | RYMQ-U | RYMQ-U7Y1B | RYMQ12U7Y1B | x | x
|  | RYMQ-U | RYMQ-U7Y1B | RYMQ14U7Y1B | x | x
|  | RYMQ-U | RYMQ-U7Y1B | RYMQ16U7Y1B | x | x
|  | RYMQ-U | RYMQ-U7Y1B | RYMQ18U7Y1B | x | x
|  | RYMQ-U | RYMQ-U7Y1B | RYMQ20U7Y1B | x | x
|  | RYMQ-U | RYMQ-U5Y1B | RYMQ8U5Y1B | x | x
|  | RYMQ-U | RYMQ-U5Y1B | RYMQ10U5Y1B | x | x
|  | RYMQ-U | RYMQ-U5Y1B | RYMQ12U5Y1B | x | x
|  | RYMQ-U | RYMQ-U5Y1B | RYMQ14U5Y1B | x | x
|  | RYMQ-U | RYMQ-U5Y1B | RYMQ16U5Y1B | x | x
|  | RYMQ-U | RYMQ-U5Y1B | RYMQ18U5Y1B | x | x
|  | RYMQ-U | RYMQ-U5Y1B | RYMQ20U5Y1B | x | x
|  | RYMQ-T | RYMQ-T7Y1B | RYMQ8T7Y1B | x | x
|  | RYMQ-T | RYMQ-T7Y1B | RYMQ10T7Y1B | x | x
|  | RYMQ-T | RYMQ-T7Y1B | RYMQ12T7Y1B | x | x
|  | RYMQ-T | RYMQ-T7Y1B | RYMQ14T7Y1B | x | x
|  | RYMQ-T | RYMQ-T7Y1B | RYMQ16T7Y1B | x | x
|  | RYMQ-T | RYMQ-T7Y1B | RYMQ18T7Y1B | x | x
|  | RYMQ-T | RYMQ-T7Y1B | RYMQ20T7Y1B | x | x
|  | RYYQ-U | RYYQ-U7Y1B | RYYQ8U7Y1B | x | x
|  | RYYQ-U | RYYQ-U7Y1B | RYYQ10U7Y1B | x | x
|  | RYYQ-U | RYYQ-U7Y1B | RYYQ12U7Y1B | x | x
|  | RYYQ-U | RYYQ-U7Y1B | RYYQ14U7Y1B | x | x
|  | RYYQ-U | RYYQ-U7Y1B | RYYQ16U7Y1B | x | x
|  | RYYQ-U | RYYQ-U7Y1B | RYYQ18U7Y1B | x | x
|  | RYYQ-U | RYYQ-U7Y1B | RYYQ20U7Y1B | x | x
|  | RYYQ-U | RYYQ-U7Y1B | RYYQ22U7Y1B | x | x
|  | RYYQ-U | RYYQ-U7Y1B | RYYQ24U7Y1B | x | x
|  | RYYQ-U | RYYQ-U7Y1B | RYYQ26U7Y1B | x | x
|  | RYYQ-U | RYYQ-U7Y1B | RYYQ28U7Y1B | x | x
|  | RYYQ-U | RYYQ-U7Y1B | RYYQ30U7Y1B | x | x
|  | RYYQ-U | RYYQ-U7Y1B | RYYQ32U7Y1B | x | x
|  | RYYQ-U | RYYQ-U7Y1B | RYYQ34U7Y1B | x | x
|  | RYYQ-U | RYYQ-U7Y1B | RYYQ36U7Y1B | x | x
|  | RYYQ-U | RYYQ-U7Y1B | RYYQ38U7Y1B | x | x
|  | RYYQ-U | RYYQ-U7Y1B | RYYQ40U7Y1B | x | x
|  | RYYQ-U | RYYQ-U7Y1B | RYYQ42U7Y1B | x | x
|  | RYYQ-U | RYYQ-U7Y1B | RYYQ44U7Y1B | x | x
|  | RYYQ-U | RYYQ-U7Y1B | RYYQ46U7Y1B | x | x
|  | RYYQ-U | RYYQ-U7Y1B | RYYQ48U7Y1B | x | x
|  | RYYQ-U | RYYQ-U7Y1B | RYYQ50U7Y1B | x | x
|  | RYYQ-U | RYYQ-U7Y1B | RYYQ52U7Y1B | x | x
|  | RYYQ-U | RYYQ-U7Y1B | RYYQ54U7Y1B | x | x
|  | RYYQ-T | RYYQ-T7Y1B | RYYQ8T7Y1B | x | x
|  | RYYQ-T | RYYQ-T7Y1B | RYYQ10T7Y1B | x | x
|  | RYYQ-T | RYYQ-T7Y1B | RYYQ12T7Y1B | x | x
|  | RYYQ-T | RYYQ-T7Y1B | RYYQ14T7Y1B | x | x
|  | RYYQ-T | RYYQ-T7Y1B | RYYQ16T7Y1B | x | x
|  | RYYQ-T | RYYQ-T7Y1B | RYYQ18T7Y1B | x | x
|  | RYYQ-T | RYYQ-T7Y1B | RYYQ20T7Y1B | x | x
|  | RYYQ-T | RYYQ-T7Y1B | RYYQ22T7Y1B | x | x
|  | RYYQ-T | RYYQ-T7Y1B | RYYQ24T7Y1B | x | x
|  | RYYQ-T | RYYQ-T7Y1B | RYYQ26T7Y1B | x | x
|  | RYYQ-T | RYYQ-T7Y1B | RYYQ28T7Y1B | x | x
|  | RYYQ-T | RYYQ-T7Y1B | RYYQ30T7Y1B | x | x
|  | RYYQ-T | RYYQ-T7Y1B | RYYQ32T7Y1B | x | x
|  | RYYQ-T | RYYQ-T7Y1B | RYYQ34T7Y1B | x | x
|  | RYYQ-T | RYYQ-T7Y1B | RYYQ36T7Y1B | x | x
|  | RYYQ-T | RYYQ-T7Y1B | RYYQ38T7Y1B | x | x
|  | RYYQ-T | RYYQ-T7Y1B | RYYQ40T7Y1B | x | x
|  | RYYQ-T | RYYQ-T7Y1B | RYYQ42T7Y1B | x | x
|  | RYYQ-T | RYYQ-T7Y1B | RYYQ44T7Y1B | x | x
|  | RYYQ-T | RYYQ-T7Y1B | RYYQ46T7Y1B | x | x
|  | RYYQ-T | RYYQ-T7Y1B | RYYQ48T7Y1B | x | x
|  | RYYQ-T | RYYQ-T7Y1B | RYYQ50T7Y1B | x | x
|  | RYYQ-T | RYYQ-T7Y1B | RYYQ52T7Y1B | x | x
|  | RYYQ-T | RYYQ-T7Y1B | RYYQ54T7Y1B | x | x
|  | RYYQ-T | RYYQ-T7Y1B8 | RYYQ8T7Y1B8 | x | x
|  | RXYQ-U | RXYQ-U7Y1B | RXYQ8U7Y1B | x | x
|  | RXYQ-U | RXYQ-U7Y1B | RXYQ10U7Y1B | x | x
|  | RXYQ-U | RXYQ-U7Y1B | RXYQ12U7Y1B | x | x
|  | RXYQ-U | RXYQ-U7Y1B | RXYQ14U7Y1B | x | x
|  | RXYQ-U | RXYQ-U7Y1B | RXYQ16U7Y1B | x | x
|  | RXYQ-U | RXYQ-U7Y1B | RXYQ18U7Y1B | x | x
|  | RXYQ-U | RXYQ-U7Y1B | RXYQ20U7Y1B | x | x
|  | RXYQ-U | RXYQ-U7Y1B | RXYQ22U7Y1B | x | x
|  | RXYQ-U | RXYQ-U7Y1B | RXYQ24U7Y1B | x | x
|  | RXYQ-U | RXYQ-U7Y1B | RXYQ26U7Y1B | x | x
|  | RXYQ-U | RXYQ-U7Y1B | RXYQ28U7Y1B | x | x
|  | RXYQ-U | RXYQ-U7Y1B | RXYQ30U7Y1B | x | x
|  | RXYQ-U | RXYQ-U7Y1B | RXYQ32U7Y1B | x | x
|  | RXYQ-U | RXYQ-U7Y1B | RXYQ34U7Y1B | x | x
|  | RXYQ-U | RXYQ-U7Y1B | RXYQ36U7Y1B | x | x
|  | RXYQ-U | RXYQ-U7Y1B | RXYQ38U7Y1B | x | x
|  | RXYQ-U | RXYQ-U7Y1B | RXYQ40U7Y1B | x | x
|  | RXYQ-U | RXYQ-U7Y1B | RXYQ42U7Y1B | x | x
|  | RXYQ-U | RXYQ-U7Y1B | RXYQ44U7Y1B | x | x
|  | RXYQ-U | RXYQ-U7Y1B | RXYQ46U7Y1B | x | x
|  | RXYQ-U | RXYQ-U7Y1B | RXYQ48U7Y1B | x | x
|  | RXYQ-U | RXYQ-U7Y1B | RXYQ50U7Y1B | x | x
|  | RXYQ-U | RXYQ-U7Y1B | RXYQ52U7Y1B | x | x
|  | RXYQ-U | RXYQ-U7Y1B | RXYQ54U7Y1B | x | x
|  | RXYQ-U | RXYQ-U5Y1B | RXYQ8U5Y1B | x | x
|  | RXYQ-U | RXYQ-U5Y1B | RXYQ10U5Y1B | x | x
|  | RXYQ-U | RXYQ-U5Y1B | RXYQ12U5Y1B | x | x
|  | RXYQ-U | RXYQ-U5Y1B | RXYQ14U5Y1B | x | x
|  | RXYQ-U | RXYQ-U5Y1B | RXYQ16U5Y1B | x | x
|  | RXYQ-U | RXYQ-U5Y1B | RXYQ18U5Y1B | x | x
|  | RXYQ-U | RXYQ-U5Y1B | RXYQ20U5Y1B | x | x
|  | RXYQ-U | RXYQ-U5Y1B | RXYQ22U5Y1B | x | x
|  | RXYQ-U | RXYQ-U5Y1B | RXYQ24U5Y1B | x | x
|  | RXYQ-U | RXYQ-U5Y1B | RXYQ26U5Y1B | x | x
|  | RXYQ-U | RXYQ-U5Y1B | RXYQ28U5Y1B | x | x
|  | RXYQ-U | RXYQ-U5Y1B | RXYQ30U5Y1B | x | x
|  | RXYQ-U | RXYQ-U5Y1B | RXYQ32U5Y1B | x | x
|  | RXYQ-U | RXYQ-U5Y1B | RXYQ34U5Y1B | x | x
|  | RXYQ-U | RXYQ-U5Y1B | RXYQ36U5Y1B | x | x
|  | RXYQ-U | RXYQ-U5Y1B | RXYQ38U5Y1B | x | x
|  | RXYQ-U | RXYQ-U5Y1B | RXYQ40U5Y1B | x | x
|  | RXYQ-U | RXYQ-U5Y1B | RXYQ42U5Y1B | x | x
|  | RXYQ-U | RXYQ-U5Y1B | RXYQ44U5Y1B | x | x
|  | RXYQ-U | RXYQ-U5Y1B | RXYQ46U5Y1B | x | x
|  | RXYQ-U | RXYQ-U5Y1B | RXYQ48U5Y1B | x | x
|  | RXYQ-U | RXYQ-U5Y1B | RXYQ50U5Y1B | x | x
|  | RXYQ-U | RXYQ-U5Y1B | RXYQ52U5Y1B | x | x
|  | RXYQ-U | RXYQ-U5Y1B | RXYQ54U5Y1B | x | x
|  | RXYQ-U | RXYQ-U5Y1BD | RXYQ8U5Y1BD | x | x
|  | RXYQ-U | RXYQ-U5Y1BD | RXYQ10U5Y1BD | x | x
|  | RXYQ-U | RXYQ-U5Y1BD | RXYQ12U5Y1BD | x | x
|  | RXYQ-U | RXYQ-U5Y1BD | RXYQ14U5Y1BD | x | x
|  | RXYQ-U | RXYQ-U5Y1BD | RXYQ16U5Y1BD | x | x
|  | RXYQ-U | RXYQ-U5Y1BD | RXYQ18U5Y1BD | x | x
|  | RXYQ-U | RXYQ-U5Y1BD | RXYQ20U5Y1BD | x | x
|  | RXYQ-U | RXYQ-U5Y1BD | RXYQ22U5Y1BD | x | x
|  | RXYQ-U | RXYQ-U5Y1BD | RXYQ24U5Y1BD | x | x
|  | RXYQ-U | RXYQ-U5Y1BD | RXYQ26U5Y1BD | x | x
|  | RXYQ-U | RXYQ-U5Y1BD | RXYQ28U5Y1BD | x | x
|  | RXYQ-U | RXYQ-U5Y1BD | RXYQ30U5Y1BD | x | x
|  | RXYQ-U | RXYQ-U5Y1BD | RXYQ32U5Y1BD | x | x
|  | RXYQ-U | RXYQ-U5Y1BD | RXYQ34U5Y1BD | x | x
|  | RXYQ-U | RXYQ-U5Y1BD | RXYQ36U5Y1BD | x | x
|  | RXYQ-U | RXYQ-U5Y1BD | RXYQ38U5Y1BD | x | x
|  | RXYQ-U | RXYQ-U5Y1BD | RXYQ40U5Y1BD | x | x
|  | RXYQ-U | RXYQ-U5Y1BD | RXYQ42U5Y1BD | x | x
|  | RXYQ-U | RXYQ-U5Y1BD | RXYQ44U5Y1BD | x | x
|  | RXYQ-U | RXYQ-U5Y1BD | RXYQ46U5Y1BD | x | x
|  | RXYQ-U | RXYQ-U5Y1BD | RXYQ48U5Y1BD | x | x
|  | RXYQ-U | RXYQ-U5Y1BD | RXYQ50U5Y1BD | x | x
|  | RXYQ-U | RXYQ-U5Y1BD | RXYQ52U5Y1BD | x | x
|  | RXYQ-U | RXYQ-U5Y1BD | RXYQ54U5Y1BD | x | x
|  | RXYQ-T | RXYQ-T7Y1B | RXYQ8T7Y1B | x | x
|  | RXYQ-T | RXYQ-T7Y1B | RXYQ10T7Y1B | x | x
|  | RXYQ-T | RXYQ-T7Y1B | RXYQ12T7Y1B | x | x
|  | RXYQ-T | RXYQ-T7Y1B | RXYQ14T7Y1B | x | x
|  | RXYQ-T | RXYQ-T7Y1B | RXYQ16T7Y1B | x | x
|  | RXYQ-T | RXYQ-T7Y1B | RXYQ18T7Y1B | x | x
|  | RXYQ-T | RXYQ-T7Y1B | RXYQ20T7Y1B | x | x
|  | RXYQ-T | RXYQ-T7Y1B | RXYQ22T7Y1B | x | x
|  | RXYQ-T | RXYQ-T7Y1B | RXYQ24T7Y1B | x | x
|  | RXYQ-T | RXYQ-T7Y1B | RXYQ26T7Y1B | x | x
|  | RXYQ-T | RXYQ-T7Y1B | RXYQ28T7Y1B | x | x
|  | RXYQ-T | RXYQ-T7Y1B | RXYQ30T7Y1B | x | x
|  | RXYQ-T | RXYQ-T7Y1B | RXYQ32T7Y1B | x | x
|  | RXYQ-T | RXYQ-T7Y1B | RXYQ34T7Y1B | x | x
|  | RXYQ-T | RXYQ-T7Y1B | RXYQ36T7Y1B | x | x
|  | RXYQ-T | RXYQ-T7Y1B | RXYQ38T7Y1B | x | x
|  | RXYQ-T | RXYQ-T7Y1B | RXYQ40T7Y1B | x | x
|  | RXYQ-T | RXYQ-T7Y1B | RXYQ42T7Y1B | x | x
|  | RXYQ-T | RXYQ-T7Y1B | RXYQ44T7Y1B | x | x
|  | RXYQ-T | RXYQ-T7Y1B | RXYQ46T7Y1B | x | x
|  | RXYQ-T | RXYQ-T7Y1B | RXYQ48T7Y1B | x | x
|  | RXYQ-T | RXYQ-T7Y1B | RXYQ50T7Y1B | x | x
|  | RXYQ-T | RXYQ-T7Y1B | RXYQ52T7Y1B | x | x
|  | RXYQ-T | RXYQ-T7Y1B | RXYQ54T7Y1B | x | x
|  | RXYQ-T | RXYQ-T7Y1B8 | RXYQ8T7Y1B8 | x | x
|  | RXYQ-T | RXYQ-T7Y1B9 | RXYQ8T7Y1B9 | x | x
|  | RXYSQ-T | RXYSQ-T8VB | RXYSQ4T8VB | x | x
|  | RXYSQ-T | RXYSQ-T8VB | RXYSQ5T8VB | x | x
|  | RXYSQ-T | RXYSQ-T8VB | RXYSQ6T8VB | x | x
|  | RXYSQ-T | RXYSQ-T8V1B | RXYSQ4T8V1B | x | x
|  | RXYSQ-T | RXYSQ-T8V1B | RXYSQ5T8V1B | x | x
|  | RXYSQ-T | RXYSQ-T8V1B | RXYSQ6T8V1B | x | x
|  | RXYSQ-T | RXYSQ-T8VB9 | RXYSQ4T8VB9 | x | x
|  | RXYSQ-T | RXYSQ-T8VB9 | RXYSQ5T8VB9 | x | x
|  | RXYSQ-T | RXYSQ-T8VB9 | RXYSQ6T8VB9 | x | x
|  | RXYSQ-T | RXYSQ-T8Y1B9 | RXYSQ6T8Y1B9 | x | x
|  | RXYSQ-T | RXYSQ-T8YB | RXYSQ4T8YB | x | x
|  | RXYSQ-T | RXYSQ-T8YB | RXYSQ5T8YB | x | x
|  | RXYSQ-T | RXYSQ-T8YB | RXYSQ6T8YB | x | x
|  | RXYSQ-T | RXYSQ-T8Y1B | RXYSQ4T8Y1B | x | x
|  | RXYSQ-T | RXYSQ-T8Y1B | RXYSQ5T8Y1B | x | x
|  | RXYSQ-T | RXYSQ-T8Y1B | RXYSQ6T8Y1B | x | x
|  | RXYSQ-T | RXYSQ-T8YB9 | RXYSQ4T8YB9 | x | x
|  | RXYSQ-T | RXYSQ-T8YB9 | RXYSQ5T8YB9 | x | x
|  | RXYSQ-T | RXYSQ-T8YB9 | RXYSQ6T8YB9 | x | x
|  | RXYSQ-T | RXYSQ-T7V1B | RXYSQ4T7V1B | x | x
|  | RXYSQ-T | RXYSQ-T7V1B | RXYSQ5T7V1B | x | x
|  | RXYSQ-T | RXYSQ-T7V1B | RXYSQ6T7V1B | x | x
|  | RXYSQ-T | RXYSQ-T7Y1B | RXYSQ4T7Y1B | x | x
|  | RXYSQ-T | RXYSQ-T7Y1B | RXYSQ5T7Y1B | x | x
|  | RXYSQ-T | RXYSQ-T7Y1B | RXYSQ6T7Y1B | x | x
|  | RXYSQ-T | RXYSQ-T7Y1B9 | RXYSQ6T7Y1B9 | x | x
|  | RXYSQ-T | RXYSQ-TMYFK | RXYSQ6TMYFK | x | x
|  | RXYSQ-T | RXYSQ-TMY1B | RXYSQ8TMY1B | x | x
|  | RXYSQ-T | RXYSQ-TMY1B | RXYSQ10TMY1B | x | x
|  | RXYSQ-T | RXYSQ-TMY1B | RXYSQ12TMY1B | x | x
|  | RXYSQ-T | RXYSQ-TAV1B | RXYSQ6TAV1B | x | x
|  | RXYSQ-T | RXYSQ-TAY1B | RXYSQ4TAY1B | x | x
|  | RXYSQ-T | RXYSQ-TAY1B | RXYSQ5TAY1B | x | x
|  | SB.RKXYQ-T | SB.RKXYQ5TAY1B | RKXYQ5TAY1B | x | x
|  | SB.RKXYQ-T | SB.RKXYQ8T | RKXYQ8T7Y1B | x | x
|  | SB.RKXYQ-T | SB.RKXYQ5T8 | RKXYQ5T8Y1B | x | x
|  | SB.RKXYQ-T | SB.RKXYQ5T | RKXYQ5T7Y1B | x | x
|  | RXMLQ-T | RXMLQ-T7Y1B | RXMLQ8T7Y1B | x | x
|  | RXYLQ-T | RXYLQ-T7Y1B | RXYLQ10T7Y1B | x | x
|  | RXYLQ-T | RXYLQ-T7Y1B | RXYLQ12T7Y1B | x | x
|  | RXYLQ-T | RXYLQ-T7Y1B | RXYLQ14T7Y1B | x | x
|  | RXYLQ-T | RXYLQ-T7Y1B | RXYLQ16T7Y1B | x | x
|  | RXYLQ-T | RXYLQ-T7Y1B | RXYLQ18T7Y1B | x | x
|  | RXYLQ-T | RXYLQ-T7Y1B | RXYLQ20T7Y1B | x | x
|  | RXYLQ-T | RXYLQ-T7Y1B | RXYLQ22T7Y1B | x | x
|  | RXYLQ-T | RXYLQ-T7Y1B | RXYLQ24T7Y1B | x | x
|  | RXYLQ-T | RXYLQ-T7Y1B | RXYLQ26T7Y1B | x | x
|  | RXYLQ-T | RXYLQ-T7Y1B | RXYLQ28T7Y1B | x | x
|  | RXYLQ-T | RXYLQ-T7Y1B | RXYLQ30T7Y1B | x | x
|  | RXYLQ-T | RXYLQ-T7Y1B | RXYLQ32T7Y1B | x | x
|  | RXYLQ-T | RXYLQ-T7Y1B | RXYLQ34T7Y1B | x | x
|  | RXYLQ-T | RXYLQ-T7Y1B | RXYLQ36T7Y1B | x | x
|  | RXYLQ-T | RXYLQ-T7Y1B | RXYLQ38T7Y1B | x | x
|  | RXYLQ-T | RXYLQ-T7Y1B | RXYLQ40T7Y1B | x | x
|  | RXYLQ-T | RXYLQ-T7Y1B | RXYLQ42T7Y1B | x | x
|  | RXYTQ-U | RXYTQ-U7YF | RXYTQ8U7YF | x | x
|  | RXYTQ-U | RXYTQ-U7YF | RXYTQ10U7YF | x | x
|  | RXYTQ-U | RXYTQ-U7YF | RXYTQ12U7YF | x | x
|  | RXYTQ-U | RXYTQ-U7YF | RXYTQ14U7YF | x | x
|  | RXYTQ-U | RXYTQ-U7YF | RXYTQ16U7YF | x | x
|  | RXYTQ-U | RXYTQ-U7YF | RXYTQ18U7YF | x | x
|  | RXYTQ-U | RXYTQ-U7YF | RXYTQ20U7YF | x | x
|  | RXYTQ-U | RXYTQ-U7YF | RXYTQ22U7YF | x | x
|  | RXYTQ-U | RXYTQ-U7YF | RXYTQ24U7YF | x | x
|  | RXYTQ-U | RXYTQ-U7YF | RXYTQ26U7YF | x | x
|  | RXYTQ-U | RXYTQ-U7YF | RXYTQ28U7YF | x | x
|  | RXYTQ-U | RXYTQ-U7YF | RXYTQ30U7YF | x | x
|  | RXYTQ-U | RXYTQ-U7YF | RXYTQ32U7YF | x | x
|  | RXYTQ-U | RXYTQ-U7YF | RXYTQ34U7YF | x | x
|  | RXYTQ-U | RXYTQ-U7YF | RXYTQ36U7YF | x | x
|  | RXYTQ-U | RXYTQ-U7YF | RXYTQ38U7YF | x | x
|  | RXYTQ-U | RXYTQ-U7YF | RXYTQ40U7YF | x | x
|  | RXYTQ-U | RXYTQ-U7YF | RXYTQ42U7YF | x | x
|  | RXYTQ-U | RXYTQ-U7YF | RXYTQ44U7YF | x | x
|  | RXYTQ-U | RXYTQ-U7YF | RXYTQ46U7YF | x | x
|  | RXYTQ-U | RXYTQ-U7YF | RXYTQ48U7YF | x | x
|  | RXYTQ-U | RXYTQ-U5YF | RXYTQ8U5YF | x | x
|  | RXYTQ-U | RXYTQ-U5YF | RXYTQ10U5YF | x | x
|  | RXYTQ-U | RXYTQ-U5YF | RXYTQ12U5YF | x | x
|  | RXYTQ-U | RXYTQ-U5YF | RXYTQ14U5YF | x | x
|  | RXYTQ-U | RXYTQ-U5YF | RXYTQ16U5YF | x | x
|  | RXYTQ-U | RXYTQ-U5YF | RXYTQ18U5YF | x | x
|  | RXYTQ-U | RXYTQ-U5YF | RXYTQ20U5YF | x | x
|  | RXYTQ-U | RXYTQ-U5YF | RXYTQ22U5YF | x | x
|  | RXYTQ-U | RXYTQ-U5YF | RXYTQ24U5YF | x | x
|  | RXYTQ-U | RXYTQ-U5YF | RXYTQ26U5YF | x | x
|  | RXYTQ-U | RXYTQ-U5YF | RXYTQ28U5YF | x | x
|  | RXYTQ-U | RXYTQ-U5YF | RXYTQ30U5YF | x | x
|  | RXYTQ-U | RXYTQ-U5YF | RXYTQ32U5YF | x | x
|  | RXYTQ-U | RXYTQ-U5YF | RXYTQ34U5YF | x | x
|  | RXYTQ-U | RXYTQ-U5YF | RXYTQ36U5YF | x | x
|  | RXYTQ-U | RXYTQ-U5YF | RXYTQ38U5YF | x | x
|  | RXYTQ-U | RXYTQ-U5YF | RXYTQ40U5YF | x | x
|  | RXYTQ-U | RXYTQ-U5YF | RXYTQ42U5YF | x | x
|  | RXYTQ-U | RXYTQ-U5YF | RXYTQ44U5YF | x | x
|  | RXYTQ-U | RXYTQ-U5YF | RXYTQ46U5YF | x | x
|  | RXYTQ-U | RXYTQ-U5YF | RXYTQ48U5YF | x | x
|  | RXYTQ-T | RXYTQ-T7YF | RXYTQ8T7YF | x | x
|  | RXYTQ-T | RXYTQ-T7YF | RXYTQ10T7YF | x | x
|  | RXYTQ-T | RXYTQ-T7YF | RXYTQ12T7YF | x | x
|  | RXYTQ-T | RXYTQ-T7YF | RXYTQ14T7YF | x | x
|  | RXYTQ-T | RXYTQ-T7YF | RXYTQ16T7YF | x | x
|  | RXYTQ-T | RXYTQ-T7YF | RXYTQ18T7YF | x | x
|  | RXYTQ-T | RXYTQ-T7YF | RXYTQ20T7YF | x | x
|  | RXYTQ-T | RXYTQ-T7YF | RXYTQ22T7YF | x | x
|  | RXYTQ-T | RXYTQ-T7YF | RXYTQ24T7YF | x | x
|  | RXYTQ-T | RXYTQ-T7YF | RXYTQ26T7YF | x | x
|  | RXYTQ-T | RXYTQ-T7YF | RXYTQ28T7YF | x | x
|  | RXYTQ-T | RXYTQ-T7YF | RXYTQ30T7YF | x | x
|  | RXYTQ-T | RXYTQ-T7YF | RXYTQ32T7YF | x | x
|  | RXYTQ-T | RXYTQ-T7YF | RXYTQ34T7YF | x | x
|  | RXYTQ-T | RXYTQ-T7YF | RXYTQ36T7YF | x | x
|  | RXYTQ-T | RXYTQ-T7YF | RXYTQ38T7YF | x | x
|  | RXYTQ-T | RXYTQ-T7YF | RXYTQ40T7YF | x | x
|  | RXYTQ-T | RXYTQ-T7YF | RXYTQ42T7YF | x | x
|  | RXYTQ-T | RXYTQ-T7YF | RXYTQ44T7YF | x | x
|  | RXYTQ-T | RXYTQ-T7YF | RXYTQ46T7YF | x | x
|  | RXYTQ-T | RXYTQ-T7YF | RXYTQ48T7YF | x | x
| VRV III | RXYQ-P | RXYQ-P9W1B | RXYQ5P9W1B | x | x
|  | RXYQ-P | RXYQ-P9W1B | RXYQ8P9W1B | x | x
|  | RXYQ-P | RXYQ-P9W1B | RXYQ10P9W1B | x | x
|  | RXYQ-P | RXYQ-P9W1B | RXYQ12P9W1B | x | x
|  | RXYQ-P | RXYQ-P9W1B | RXYQ14P9W1B | x | x
|  | RXYQ-P | RXYQ-P9W1B | RXYQ16P9W1B | x | x
|  | RXYQ-P | RXYQ-P9W1B | RXYQ18P9W1B | x | x
|  | RXYQ-P | RXYQ-P9W1B | RXYQ20P9W1B | x | x
|  | RXYQ-P | RXYQ-P9W1B | RXYQ22P9W1B | x | x
|  | RXYQ-P | RXYQ-P9W1B | RXYQ24P9W1B | x | x
|  | RXYQ-P | RXYQ-P9W1B | RXYQ26P9W1B | x | x
|  | RXYQ-P | RXYQ-P9W1B | RXYQ28P9W1B | x | x
|  | RXYQ-P | RXYQ-P9W1B | RXYQ30P9W1B | x | x
|  | RXYQ-P | RXYQ-P9W1B | RXYQ32P9W1B | x | x
|  | RXYQ-P | RXYQ-P9W1B | RXYQ34P9W1B | x | x
|  | RXYQ-P | RXYQ-P9W1B | RXYQ36P9W1B | x | x
|  | RXYQ-P | RXYQ-P9W1B | RXYQ38P9W1B | x | x
|  | RXYQ-P | RXYQ-P9W1B | RXYQ40P9W1B | x | x
|  | RXYQ-P | RXYQ-P9W1B | RXYQ42P9W1B | x | x
|  | RXYQ-P | RXYQ-P9W1B | RXYQ44P9W1B | x | x
|  | RXYQ-P | RXYQ-P9W1B | RXYQ46P9W1B | x | x
|  | RXYQ-P | RXYQ-P9W1B | RXYQ48P9W1B | x | x
|  | RXYQ-P | RXYQ-P9W1B | RXYQ50P9W1B | x | x
|  | RXYQ-P | RXYQ-P9W1B | RXYQ52P9W1B | x | x
|  | RXYQ-P | RXYQ-P9W1B | RXYQ54P9W1B | x | x
|  | RXYQ-P | RXYQ-P7W1B | RXYQ5P7W1B | x | x
|  | RXYQ-P | RXYQ-P7W1B | RXYQ8P7W1B | x | x
|  | RXYQ-P | RXYQ-P7W1B | RXYQ10P7W1B | x | x
|  | RXYQ-P | RXYQ-P7W1B | RXYQ12P7W1B | x | x
|  | RXYQ-P | RXYQ-P7W1B | RXYQ14P7W1B | x | x
|  | RXYQ-P | RXYQ-P7W1B | RXYQ16P7W1B | x | x
|  | RXYQ-P | RXYQ-P7W1B | RXYQ18P7W1B | x | x
|  | RXYQ-P | RXYQ-P7W1B | RXYQ20P7W1B | x | x
|  | RXYQ-P | RXYQ-P7W1B | RXYQ22P7W1B | x | x
|  | RXYQ-P | RXYQ-P7W1B | RXYQ24P7W1B | x | x
|  | RXYQ-P | RXYQ-P7W1B | RXYQ26P7W1B | x | x
|  | RXYQ-P | RXYQ-P7W1B | RXYQ28P7W1B | x | x
|  | RXYQ-P | RXYQ-P7W1B | RXYQ30P7W1B | x | x
|  | RXYQ-P | RXYQ-P7W1B | RXYQ32P7W1B | x | x
|  | RXYQ-P | RXYQ-P7W1B | RXYQ34P7W1B | x | x
|  | RXYQ-P | RXYQ-P7W1B | RXYQ36P7W1B | x | x
|  | RXYQ-P | RXYQ-P7W1B | RXYQ38P7W1B | x | x
|  | RXYQ-P | RXYQ-P7W1B | RXYQ40P7W1B | x | x
|  | RXYQ-P | RXYQ-P7W1B | RXYQ42P7W1B | x | x
|  | RXYQ-P | RXYQ-P7W1B | RXYQ44P7W1B | x | x
|  | RXYQ-P | RXYQ-P7W1B | RXYQ46P7W1B | x | x
|  | RXYQ-P | RXYQ-P7W1B | RXYQ48P7W1B | x | x
|  | RXYQ-P | RXYQ-P7W1B | RXYQ50P7W1B | x | x
|  | RXYQ-P | RXYQ-P7W1B | RXYQ52P7W1B | x | x
|  | RXYQ-P | RXYQ-P7W1B | RXYQ54P7W1B | x | x
|  | RXYQ-P | RXYQ-P7W1BA | RXYQ14P7W1BA | x | x
|  | RXYQ-P | RXYQ-P7W1BA | RXYQ16P7W1BA | x | x
|  | RXYQ-P | RXYQ-P7W1BA | RXYQ18P7W1BA | x | x
|  | RXYQ-P | RXYQ-P7W1BA | RXYQ26P7W1BA | x | x
|  | RXYQ-P | RXYQ-P7W1BA | RXYQ28P7W1BA | x | x
|  | RXYQ-P | RXYQ-P7W1BA | RXYQ30P7W1BA | x | x
|  | RXYQ-P | RXYQ-P7W1BA | RXYQ32P7W1BA | x | x
|  | RXYQ-P | RXYQ-P7W1BA | RXYQ34P7W1BA | x | x
|  | RXYQ-P | RXYQ-P7W1BA | RXYQ36P7W1BA | x | x
|  | RXYQ-P | RXYQ-P7W1BA | RXYQ38P7W1BA | x | x
|  | RXYQ-P | RXYQ-P7W1BA | RXYQ40P7W1BA | x | x
|  | RXYQ-P | RXYQ-P7W1BA | RXYQ42P7W1BA | x | x
|  | RXYQ-P | RXYQ-P7W1BA | RXYQ44P7W1BA | x | x
|  | RXYQ-P | RXYQ-P7W1BA | RXYQ46P7W1BA | x | x
|  | RXYQ-P | RXYQ-P7W1BA | RXYQ48P7W1BA | x | x
|  | RXYQ-P | RXYQ-P7W1BA | RXYQ50P7W1BA | x | x
|  | RXYQ-P | RXYQ-P7W1BA | RXYQ52P7W1BA | x | x
|  | RXYQ-P | RXYQ-P7W1BA | RXYQ54P7W1BA | x | x
|  | RXYQ-P | RXYQ-P8W1B | RXYQ8P8W1B | x | x
|  | RXYQ-P | RXYQ-P8W1B | RXYQ20P8W1B | x | x
|  | RXYQ-P | RXYQ-P8W1BA | RXYQ26P8W1BA | x | x
|  | RXYQ-P | RXYQ-P8W1BA | RXYQ38P8W1BA | x | x
|  | RXYQ-P | RXYQ-P8W1BA | RXYQ44P8W1BA | x | x
|  | RXYQ-P | RXYQ-PTLK | RXYQ8PTLK | x | x
|  | RXYQ-P | RXYQ-PTLK | RXYQ10PTLK | x | x
|  | RXYQ-P | RXYQ-PTLK | RXYQ12PTLK | x | x
|  | RXYQ-P | RXYQ-PTLK | RXYQ16PTLK | x | x
|  | RXYQ-P | RXYQ-PTLK | RXYQ18PTLK | x | x
|  | RXYQ-P | RXYQ-PTLK | RXYQ20PTLK | x | x
|  | RXYQ-P | RXYQ-PTLK | RXYQ22PTLK | x | x
|  | RXYQ-P | RXYQ-PTLK | RXYQ24PTLK | x | x
|  | RXYQ-P | RXYQ-PTLK | RXYQ26PTLK | x | x
|  | RXYQ-P | RXYQ-PTLK | RXYQ28PTLK | x | x
|  | RXYQ-P | RXYQ-PTLK | RXYQ30PTLK | x | x
|  | RXYQ-P | RXYQ-PTLK | RXYQ32PTLK | x | x
|  | RXYQ-P | RXYQ-PTLK | RXYQ34PTLK | x | x
|  | RXYQ-P | RXYQ-PTLK | RXYQ36PTLK | x | x
|  | RXYQ-P | RXYQ-PTL8 | RXYQ5PTL8 | x | x
|  | RXYQ-P | RXYQ-PYNK | RXYQ8PYNK | x | x
|  | RXYQ-P | RXYQ-PYNK | RXYQ10PYNK | x | x
|  | RXYQ-P | RXYQ-PYNK | RXYQ12PYNK | x | x
|  | RXYQ-P | RXYQ-PYNK | RXYQ16PYNK | x | x
|  | RXYQ-P | RXYQ-PYNK | RXYQ18PYNK | x | x
|  | RXYQ-P | RXYQ-PYNK | RXYQ20PYNK | x | x
|  | RXYQ-P | RXYQ-PYNK | RXYQ22PYNK | x | x
|  | RXYQ-P | RXYQ-PYNK | RXYQ24PYNK | x | x
|  | RXYQ-P | RXYQ-PYNK | RXYQ26PYNK | x | x
|  | RXYQ-P | RXYQ-PYNK | RXYQ28PYNK | x | x
|  | RXYQ-P | RXYQ-PYNK | RXYQ30PYNK | x | x
|  | RXYQ-P | RXYQ-PYNK | RXYQ32PYNK | x | x
|  | RXYQ-P | RXYQ-PYNK | RXYQ34PYNK | x | x
|  | RXYQ-P | RXYQ-PYNK | RXYQ36PYNK | x | x
|  | RXYQ-P | RXYQ-PYNKE | RXYQ8PYNKE | x | x
|  | RXYQ-P | RXYQ-PYNKE | RXYQ10PYNKE | x | x
|  | RXYQ-P | RXYQ-PYNKE | RXYQ12PYNKE | x | x
|  | RXYQ-P | RXYQ-PYNKE | RXYQ16PYNKE | x | x
|  | RXYQ-P | RXYQ-PYNKE | RXYQ18PYNKE | x | x
|  | RXYQ-P | RXYQ-PYNKE | RXYQ20PYNKE | x | x
|  | RXYQ-P | RXYQ-PYNKE | RXYQ22PYNKE | x | x
|  | RXYQ-P | RXYQ-PYNKE | RXYQ24PYNKE | x | x
|  | RXYQ-P | RXYQ-PYNKE | RXYQ26PYNKE | x | x
|  | RXYQ-P | RXYQ-PYNKE | RXYQ28PYNKE | x | x
|  | RXYQ-P | RXYQ-PYNKE | RXYQ30PYNKE | x | x
|  | RXYQ-P | RXYQ-PYNKE | RXYQ32PYNKE | x | x
|  | RXYQ-P | RXYQ-PYNKE | RXYQ34PYNKE | x | x
|  | RXYQ-P | RXYQ-PYNKE | RXYQ36PYNKE | x | x
|  | RXYQ-P | RXYQ-PYL | RXYQ5PYL | x | x
|  | RXYQ-P | RXYQ-PY1 | RXYQ5PY1 | x | x
|  | RXYQ-P | RXYQ-PY1 | RXYQ8PY1 | x | x
|  | RXYQ-P | RXYQ-PY16 | RXYQ5PY16 | x | x
|  | RXYQ-P | RXYQ-PRY6 | RXYQ5PRY6 | x | x
|  | RXYQ-P | RXYQ-PAYL8 | RXYQ5PAYL8 | x | x
|  | RXYQ-P | RXYQ-PAY6 | RXYQ5PAY6 | x | x
|  | RXYQ-P | RXYQ-PAY1 | RXYQ5PAY1 | x | x
|  | RXYQ-P | RXYQ-P7Y1K | RXYQ8P7Y1K | x | x
|  | RXYQ-P | RXYQ-P7Y1K | RXYQ10P7Y1K | x | x
|  | RXYQ-P | RXYQ-P7Y1K | RXYQ12P7Y1K | x | x
|  | RXYQ-P | RXYQ-P7Y1K | RXYQ16P7Y1K | x | x
|  | RXYQ-P | RXYQ-P7Y1K | RXYQ18P7Y1K | x | x
|  | RXYQ-P | RXYQ-P7Y1K | RXYQ20P7Y1K | x | x
|  | RXYQ-P | RXYQ-P7Y1K | RXYQ22P7Y1K | x | x
|  | RXYQ-P | RXYQ-P7Y1K | RXYQ24P7Y1K | x | x
|  | RXYQ-P | RXYQ-P7Y1K | RXYQ26P7Y1K | x | x
|  | RXYQ-P | RXYQ-P7Y1K | RXYQ28P7Y1K | x | x
|  | RXYQ-P | RXYQ-P7Y1K | RXYQ30P7Y1K | x | x
|  | RXYQ-P | RXYQ-P7Y1K | RXYQ32P7Y1K | x | x
|  | RXYQ-P | RXYQ-P7Y1K | RXYQ34P7Y1K | x | x
|  | RXYQ-P | RXYQ-P7Y1K | RXYQ36P7Y1K | x | x
|  | RXYQ-P | RXYQ-P7YLK | RXYQ8P7YLK | x | x
|  | RXYQ-P | RXYQ-P7YLK | RXYQ10P7YLK | x | x
|  | RXYQ-P | RXYQ-P7YLK | RXYQ12P7YLK | x | x
|  | RXYQ-P | RXYQ-P7YLK | RXYQ16P7YLK | x | x
|  | RXYQ-P | RXYQ-P7YLK | RXYQ18P7YLK | x | x
|  | RXYQ-P | RXYQ-P7YLK | RXYQ20P7YLK | x | x
|  | RXYQ-P | RXYQ-P7YLK | RXYQ22P7YLK | x | x
|  | RXYQ-P | RXYQ-P7YLK | RXYQ24P7YLK | x | x
|  | RXYQ-P | RXYQ-P7YLK | RXYQ26P7YLK | x | x
|  | RXYQ-P | RXYQ-P7YLK | RXYQ28P7YLK | x | x
|  | RXYQ-P | RXYQ-P7YLK | RXYQ30P7YLK | x | x
|  | RXYQ-P | RXYQ-P7YLK | RXYQ32P7YLK | x | x
|  | RXYQ-P | RXYQ-P7YLK | RXYQ34P7YLK | x | x
|  | RXYQ-P | RXYQ-P7YLK | RXYQ36P7YLK | x | x
|  | RXYQ-P | RXYQ-P7W1BR1 | RXYQ8P7W1BR1 | x | x
|  | RXYQ-P | RXYQ-P7W1BR1 | RXYQ10P7W1BR1 | x | x
|  | RXYQ-P | RXYQ-P7W1BR1 | RXYQ12P7W1BR1 | x | x
|  | RXYQ-P | RXYQ-P7W1BR1 | RXYQ14P7W1BR1 | x | x
|  | RXYQ-P | RXYQ-P7W1BR1 | RXYQ16P7W1BR1 | x | x
|  | RXYQ-P | RXYQ-P7W1BR1 | RXYQ18P7W1BR1 | x | x
|  | RXYSQ-P | RXYSQ-P8V1B | RXYSQ4P8V1B | x | x
|  | RXYSQ-P | RXYSQ-P8V1B | RXYSQ5P8V1B | x | x
|  | RXYSQ-P | RXYSQ-P8V1B | RXYSQ6P8V1B | x | x
|  | RXYSQ-P | RXYSQ-P8Y1B | RXYSQ4P8Y1B | x | x
|  | RXYSQ-P | RXYSQ-P8Y1B | RXYSQ5P8Y1B | x | x
|  | RXYSQ-P | RXYSQ-P8Y1B | RXYSQ6P8Y1B | x | x
|  | RXYSQ-P | RXYSQ-P8Y1B9 | RXYSQ6P8Y1B9 | x | x
|  | RXYSQ-P | RXYSQ-PA7V1B | RXYSQ4PA7V1B | x | x
|  | RXYSQ-P | RXYSQ-PA7V1B | RXYSQ5PA7V1B | x | x
|  | RXYSQ-P | RXYSQ-PA7V1B | RXYSQ6PA7V1B | x | x
|  | RXYSQ-P | RXYSQ-PA7Y1B | RXYSQ4PA7Y1B | - | -
|  | RXYSQ-P | RXYSQ-PA7Y1B | RXYSQ5PA7Y1B | - | -
|  | RXYSQ-P | RXYSQ-PA7Y1B | RXYSQ6PA7Y1B | - | -
|  | RXYSQ-P | RXYSQ-P7V3B | RXYSQ4P7V3B | x | x
|  | RXYSQ-P | RXYSQ-P7V3B | RXYSQ5P7V3B | x | x
|  | RXYSQ-P | RXYSQ-P7V3B | RXYSQ6P7V3B | x | x
|  | RXYSQ-P | RXYSQ-P7V3B1 | RXYSQ6P7V3B1 | x | x
|  | RTSYQ-P | RTSYQ-PY1 | RTSYQ10PY1 | x | x
|  | RTSYQ-P | RTSYQ-PY1 | RTSYQ14PY1 | x | x
|  | RTSYQ-P | RTSYQ-PY1 | RTSYQ16PY1 | x | x
|  | RTSYQ-P | RTSYQ-PY1 | RTSYQ20PY1 | x | x
|  | RTSYQ-P | RTSYQ-PAY1 | RTSYQ10PAY1 | x | x
|  | RTSYQ-P | RTSYQ-PAY1 | RTSYQ14PAY1 | x | x
|  | RTSYQ-P | RTSYQ-PAY1 | RTSYQ16PAY1 | x | x
|  | RTSYQ-P | RTSYQ-PAY1 | RTSYQ20PAY1 | x | x
|  | RXYRQ-P | RXYRQ-P7W1B | RXYRQ8P7W1B | x | x
|  | RXYRQ-P | RXYRQ-P7W1B | RXYRQ10P7W1B | x | x
|  | RXYRQ-P | RXYRQ-P7W1B | RXYRQ12P7W1B | x | x
|  | RXYRQ-P | RXYRQ-P7W1B | RXYRQ14P7W1B | x | x
|  | RXYRQ-P | RXYRQ-P7W1B | RXYRQ16P7W1B | x | x
|  | RXYRQ-P | RXYRQ-P7W1B | RXYRQ18P7W1B | x | x
|  | RXYHQ-P | RXYHQ-P9W1B | RXYHQ12P9W1B | x | x
|  | RXYHQ-P | RXYHQ-P9W1B | RXYHQ16P9W1B | x | x
|  | RXYHQ-P | RXYHQ-P9W1B | RXYHQ18P9W1B | x | x
|  | RXYHQ-P | RXYHQ-P9W1B | RXYHQ20P9W1B | x | x
|  | RXYHQ-P | RXYHQ-P9W1B | RXYHQ22P9W1B | x | x
|  | RXYHQ-P | RXYHQ-P9W1B | RXYHQ24P9W1B | x | x
|  | RXYHQ-P | RXYHQ-P9W1B | RXYHQ26P9W1B | x | x
|  | RXYHQ-P | RXYHQ-P9W1B | RXYHQ28P9W1B | x | x
|  | RXYHQ-P | RXYHQ-P9W1B | RXYHQ30P9W1B | x | x
|  | RXYHQ-P | RXYHQ-P9W1B | RXYHQ32P9W1B | x | x
|  | RXYHQ-P | RXYHQ-P9W1B | RXYHQ34P9W1B | x | x
|  | RXYHQ-P | RXYHQ-P9W1B | RXYHQ36P9W1B | x | x
|  | RXYHQ-P | RXYHQ-P8W1B | RXYHQ12P8W1B | x | x
|  | RXYHQ-P | RXYHQ-P8W1B | RXYHQ16P8W1B | x | x
|  | RXYHQ-P | RXYHQ-P8W1B | RXYHQ18P8W1B | x | x
|  | RXYHQ-P | RXYHQ-P8W1B | RXYHQ20P8W1B | x | x
|  | RXYHQ-P | RXYHQ-P8W1B | RXYHQ22P8W1B | x | x
|  | RXYHQ-P | RXYHQ-P8W1B | RXYHQ24P8W1B | x | x
|  | RXYHQ-P | RXYHQ-P8W1B | RXYHQ26P8W1B | x | x
|  | RXYHQ-P | RXYHQ-P8W1B | RXYHQ28P8W1B | x | x
|  | RXYHQ-P | RXYHQ-P8W1B | RXYHQ30P8W1B | x | x
|  | RXYHQ-P | RXYHQ-P8W1B | RXYHQ32P8W1B | x | x
|  | RXYHQ-P | RXYHQ-P8W1B | RXYHQ34P8W1B | x | x
|  | RXYHQ-P | RXYHQ-P8W1B | RXYHQ36P8W1B | x | x
|  | RXHQ-P | RXHQ-P9W1B | RXHQ8P9W1B | x | x
|  | RXHQ-P | RXHQ-P9W1B | RXHQ10P9W1B | x | x
|  | RXHQ-P | RXHQ-P9W1B | RXHQ12P9W1B | x | x
|  | RXHQ-P | RXHQ-P9W1B | RXHQ14P9W1B | x | x
|  | RXHQ-P | RXHQ-P9W1B | RXHQ16P9W1B | x | x
|  | RXHQ-P | RXHQ-P9W1B | RXHQ18P9W1B | x | x
|  | RXHQ-P | RXHQ-P9W1B | RXHQ20P9W1B | x | x
|  | RXHQ-P | RXHQ-P9W1B | RXHQ22P9W1B | x | x
|  | RXHQ-P | RXHQ-P9W1B | RXHQ24P9W1B | x | x
|  | RXHQ-P | RXHQ-P9W1B | RXHQ26P9W1B | x | x
|  | RXHQ-P | RXHQ-P9W1B | RXHQ28P9W1B | x | x
|  | RXHQ-P | RXHQ-P9W1B | RXHQ30P9W1B | x | x
|  | RXHQ-P | RXHQ-P9W1B | RXHQ32P9W1B | x | x
|  | RXHQ-P | RXHQ-P9W1B | RXHQ34P9W1B | x | x
|  | RXHQ-P | RXHQ-P9W1B | RXHQ36P9W1B | x | x
|  | RXHQ-P | RXHQ-P9W1B | RXHQ38P9W1B | x | x
|  | RXHQ-P | RXHQ-P9W1B | RXHQ40P9W1B | x | x
|  | RXHQ-P | RXHQ-P9W1B | RXHQ42P9W1B | x | x
|  | RXHQ-P | RXHQ-P9W1B | RXHQ44P9W1B | x | x
|  | RXHQ-P | RXHQ-P9W1B | RXHQ46P9W1B | x | x
|  | RXHQ-P | RXHQ-P9W1B | RXHQ48P9W1B | x | x
|  | RXHQ-P | RXHQ-P9W1B | RXHQ50P9W1B | x | x
|  | RXHQ-P | RXHQ-P9W1B | RXHQ52P9W1B | x | x
|  | RXHQ-P | RXHQ-P9W1B | RXHQ54P9W1B | x | x
Replacement | VRV IV | RXYQQ-U | RXYQQ-U7Y1B | RXYQQ8U7Y1B | x | x
|  | RXYQQ-U | RXYQQ-U7Y1B | RXYQQ10U7Y1B | x | x
|  | RXYQQ-U | RXYQQ-U7Y1B | RXYQQ12U7Y1B | x | x
|  | RXYQQ-U | RXYQQ-U7Y1B | RXYQQ14U7Y1B | x | x
|  | RXYQQ-U | RXYQQ-U7Y1B | RXYQQ16U7Y1B | x | x
|  | RXYQQ-U | RXYQQ-U7Y1B | RXYQQ18U7Y1B | x | x
|  | RXYQQ-U | RXYQQ-U7Y1B | RXYQQ20U7Y1B | x | x
|  | RXYQQ-U | RXYQQ-U7Y1B | RXYQQ22U7Y1B | x | x
|  | RXYQQ-U | RXYQQ-U7Y1B | RXYQQ24U7Y1B | x | x
|  | RXYQQ-U | RXYQQ-U7Y1B | RXYQQ26U7Y1B | x | x
|  | RXYQQ-U | RXYQQ-U7Y1B | RXYQQ28U7Y1B | x | x
|  | RXYQQ-U | RXYQQ-U7Y1B | RXYQQ30U7Y1B | x | x
|  | RXYQQ-U | RXYQQ-U7Y1B | RXYQQ32U7Y1B | x | x
|  | RXYQQ-U | RXYQQ-U7Y1B | RXYQQ34U7Y1B | x | x
|  | RXYQQ-U | RXYQQ-U7Y1B | RXYQQ36U7Y1B | x | x
|  | RXYQQ-U | RXYQQ-U7Y1B | RXYQQ38U7Y1B | x | x
|  | RXYQQ-U | RXYQQ-U7Y1B | RXYQQ40U7Y1B | x | x
|  | RXYQQ-U | RXYQQ-U7Y1B | RXYQQ42U7Y1B | x | x
|  | RXYQQ-T | RXYQQ-T7Y1B | RXYQQ8T7Y1B | x | x
|  | RXYQQ-T | RXYQQ-T7Y1B | RXYQQ10T7Y1B | x | x
|  | RXYQQ-T | RXYQQ-T7Y1B | RXYQQ12T7Y1B | x | x
|  | RXYQQ-T | RXYQQ-T7Y1B | RXYQQ14T7Y1B | x | x
|  | RXYQQ-T | RXYQQ-T7Y1B | RXYQQ16T7Y1B | x | x
|  | RXYQQ-T | RXYQQ-T7Y1B | RXYQQ18T7Y1B | x | x
|  | RXYQQ-T | RXYQQ-T7Y1B | RXYQQ20T7Y1B | x | x
|  | RXYQQ-T | RXYQQ-T7Y1B | RXYQQ22T7Y1B | x | x
|  | RXYQQ-T | RXYQQ-T7Y1B | RXYQQ24T7Y1B | x | x
|  | RXYQQ-T | RXYQQ-T7Y1B | RXYQQ26T7Y1B | x | x
|  | RXYQQ-T | RXYQQ-T7Y1B | RXYQQ28T7Y1B | x | x
|  | RXYQQ-T | RXYQQ-T7Y1B | RXYQQ30T7Y1B | x | x
|  | RXYQQ-T | RXYQQ-T7Y1B | RXYQQ32T7Y1B | x | x
|  | RXYQQ-T | RXYQQ-T7Y1B | RXYQQ34T7Y1B | x | x
|  | RXYQQ-T | RXYQQ-T7Y1B | RXYQQ36T7Y1B | x | x
|  | RXYQQ-T | RXYQQ-T7Y1B | RXYQQ38T7Y1B | x | x
|  | RXYQQ-T | RXYQQ-T7Y1B | RXYQQ40T7Y1B | x | x
|  | RXYQQ-T | RXYQQ-T7Y1B | RXYQQ42T7Y1B | x | x
| VRV III | RQCEQ-P | RQCEQ-PY1 | RQCEQ280PY1 | x | x
|  | RQCEQ-P | RQCEQ-PY1 | RQCEQ360PY1 | x | x
|  | RQCEQ-P | RQCEQ-PY1 | RQCEQ460PY1 | x | x
|  | RQCEQ-P | RQCEQ-PY1 | RQCEQ500PY1 | x | x
|  | RQCEQ-P | RQCEQ-PY1 | RQCEQ540PY1 | x | x
|  | RQCEQ-P | RQCEQ-PY1 | RQCEQ636PY1 | x | x
|  | RQCEQ-P | RQCEQ-PY1 | RQCEQ712PY1 | x | x
|  | RQCEQ-P | RQCEQ-PY1 | RQCEQ744PY1 | x | x
|  | RQCEQ-P | RQCEQ-PY1 | RQCEQ816PY1 | x | x
|  | RQCEQ-P | RQCEQ-PY1 | RQCEQ848PY1 | x | x
|  | RQCEQ-P | RQCEQ-PY13 | RQCEQ280PY13 | x | x
|  | RQCEQ-P | RQCEQ-PY13 | RQCEQ360PY13 | x | x
|  | RQCEQ-P | RQCEQ-PY13 | RQCEQ460PY13 | x | x
|  | RQCEQ-P | RQCEQ-PY13 | RQCEQ500PY13 | x | x
|  | RQCEQ-P | RQCEQ-PY13 | RQCEQ540PY13 | x | x
|  | RQCEQ-P | RQCEQ-PY13 | RQCEQ636PY13 | x | x
|  | RQCEQ-P | RQCEQ-PY13 | RQCEQ712PY13 | x | x
|  | RQCEQ-P | RQCEQ-PY13 | RQCEQ744PY13 | x | x
|  | RQCEQ-P | RQCEQ-PY13 | RQCEQ816PY13 | x | x
|  | RQCEQ-P | RQCEQ-PY13 | RQCEQ848PY13 | x | x
|  | RQEQ-P | RQEQ-PY1 | RQEQ140PY1 | N.A. (Multi) | N.A. (Multi)
|  | RQEQ-P | RQEQ-PY1 | RQEQ180PY1 | N.A. (Multi) | N.A. (Multi)
|  | RQEQ-P | RQEQ-PY1 | RQEQ212PY1 | N.A. (Multi) | N.A. (Multi)
|  | RQYQ-P | RQYQ-PY1 | RQYQ140PY1 | x | x
|  | RQYQ-P | RQYQ-PY1 | RQYQ180PY1 | x | x
|  | RQYQ-P | RQYQ-PY1 | RQYQ8PY1 | x | x
|  | RQYQ-P | RQYQ-PY1 | RQYQ10PY1 | x | x
|  | RQYQ-P | RQYQ-PY1 | RQYQ12PY1 | x | x
|  | RQYQ-P | RQYQ-PY1 | RQYQ14PY1 | x | x
|  | RQYQ-P | RQYQ-PY1 | RQYQ16PY1 | x | x
|  | RQYQ-P | RQYQ-PY1 | RQYQ18PY1 | x | x
|  | RQYQ-P | RQYQ-PY1 | RQYQ20PY1 | x | x
|  | RQYQ-P | RQYQ-PY1 | RQYQ22PY1 | x | x
|  | RQYQ-P | RQYQ-PY1 | RQYQ24PY1 | x | x
|  | RQYQ-P | RQYQ-PY1 | RQYQ26PY1 | x | x
|  | RQYQ-P | RQYQ-PY1 | RQYQ28PY1 | x | x
|  | RQYQ-P | RQYQ-PY1 | RQYQ30PY1 | x | x
|  | RQYQ-P | RQYQ-PY1 | RQYQ32PY1 | x | x
|  | RQYQ-P | RQYQ-PY1 | RQYQ34PY1 | x | x
|  | RQYQ-P | RQYQ-PY1 | RQYQ36PY1 | x | x
|  | RQYQ-P | RQYQ-PY1 | RQYQ38PY1 | x | x
|  | RQYQ-P | RQYQ-PY1 | RQYQ40PY1 | x | x
|  | RQYQ-P | RQYQ-PY1 | RQYQ42PY1 | x | x
|  | RQYQ-P | RQYQ-PY1 | RQYQ44PY1 | x | x
|  | RQYQ-P | RQYQ-PY1 | RQYQ46PY1 | x | x
|  | RQYQ-P | RQYQ-PY1 | RQYQ48PY1 | x | x
|  | RQYQ-P | RQYQ-PY1B | RQYQ8PY1B | x | x
|  | RQYQ-P | RQYQ-PY1B | RQYQ10PY1B | x | x
|  | RQYQ-P | RQYQ-PY1B | RQYQ12PY1B | x | x
|  | RQYQ-P | RQYQ-PY1B | RQYQ14PY1B | x | x
|  | RQYQ-P | RQYQ-PY1B | RQYQ16PY1B | x | x
|  | RQYQ-P | RQYQ-PY1B | RQYQ18PY1B | x | x
|  | RQYQ-P | RQYQ-PY1B | RQYQ20PY1B | x | x
|  | RQYQ-P | RQYQ-PY1B | RQYQ22PY1B | x | x
|  | RQYQ-P | RQYQ-PY1B | RQYQ24PY1B | x | x
|  | RQYQ-P | RQYQ-PY1B | RQYQ26PY1B | x | x
|  | RQYQ-P | RQYQ-PY1B | RQYQ28PY1B | x | x
|  | RQYQ-P | RQYQ-PY1B | RQYQ30PY1B | x | x
|  | RQYQ-P | RQYQ-PY1B | RQYQ32PY1B | x | x
|  | RQYQ-P | RQYQ-PY1B | RQYQ34PY1B | x | x
|  | RQYQ-P | RQYQ-PY1B | RQYQ36PY1B | x | x
|  | RQYQ-P | RQYQ-PY1B | RQYQ38PY1B | x | x
|  | RQYQ-P | RQYQ-PY1B | RQYQ40PY1B | x | x
|  | RQYQ-P | RQYQ-PY1B | RQYQ42PY1B | x | x
|  | RQYQ-P | RQYQ-PY1B | RQYQ44PY1B | x | x
|  | RQYQ-P | RQYQ-PY1B | RQYQ46PY1B | x | x
|  | RQYQ-P | RQYQ-PY1B | RQYQ48PY1B | x | x
Water cooled | VRV IV | RWEYQ-T | RWEYQ-T7Y1B | RWEYQ8T7Y1B | x | x
|  | RWEYQ-T | RWEYQ-T7Y1B | RWEYQ10T7Y1B | x | x
|  | RWEYQ-T | RWEYQ-T7Y1B | RWEYQ16T7Y1B | x | x
|  | RWEYQ-T | RWEYQ-T7Y1B | RWEYQ18T7Y1B | x | x
|  | RWEYQ-T | RWEYQ-T7Y1B | RWEYQ20T7Y1B | x | x
|  | RWEYQ-T | RWEYQ-T7Y1B | RWEYQ24T7Y1B | x | x
|  | RWEYQ-T | RWEYQ-T7Y1B | RWEYQ26T7Y1B | x | x
|  | RWEYQ-T | RWEYQ-T7Y1B | RWEYQ28T7Y1B | x | x
|  | RWEYQ-T | RWEYQ-T7Y1B | RWEYQ30T7Y1B | x | x
|  | RWEYQ-T | RWEYQ-T7Y1BS1 | RWEYQ8T7Y1BS1 | x | x
|  | RWEYQ-T | RWEYQ-T7Y1BS1 | RWEYQ10T7Y1BS1 | x | x
|  | RWEYQ-T | RWEYQ-T7Y1BS1 | RWEYQ16T7Y1BS1 | x | x
|  | RWEYQ-T | RWEYQ-T7Y1BS1 | RWEYQ18T7Y1BS1 | x | x
|  | RWEYQ-T | RWEYQ-T7Y1BS1 | RWEYQ20T7Y1BS1 | x | x
|  | RWEYQ-T | RWEYQ-T7Y1BS1 | RWEYQ24T7Y1BS1 | x | x
|  | RWEYQ-T | RWEYQ-T7Y1BS1 | RWEYQ26T7Y1BS1 | x | x
|  | RWEYQ-T | RWEYQ-T7Y1BS1 | RWEYQ28T7Y1BS1 | x | x
|  | RWEYQ-T | RWEYQ-T7Y1BS1 | RWEYQ30T7Y1BS1 | x | x
|  | RWEYQ-T | RWEYQ-T8Y1B | RWEYQ8T8Y1B | x | x
|  | RWEYQ-T | RWEYQ-T8Y1B | RWEYQ10T8Y1B | x | x
|  | RWEYQ-T | RWEYQ-T8Y1B | RWEYQ16T8Y1B | x | x
|  | RWEYQ-T | RWEYQ-T8Y1B | RWEYQ18T8Y1B | x | x
|  | RWEYQ-T | RWEYQ-T8Y1B | RWEYQ20T8Y1B | x | x
|  | RWEYQ-T | RWEYQ-T8Y1B | RWEYQ24T8Y1B | x | x
|  | RWEYQ-T | RWEYQ-T8Y1B | RWEYQ26T8Y1B | x | x
|  | RWEYQ-T | RWEYQ-T8Y1B | RWEYQ28T8Y1B | x | x
|  | RWEYQ-T | RWEYQ-T8Y1B | RWEYQ30T8Y1B | x | x
|  | RWEYQ-T | RWEYQ-T8Y1BS1 | RWEYQ8T8Y1BS1 | x | x
|  | RWEYQ-T | RWEYQ-T8Y1BS1 | RWEYQ10T8Y1BS1 | x | x
|  | RWEYQ-T | RWEYQ-T8Y1BS1 | RWEYQ16T8Y1BS1 | x | x
|  | RWEYQ-T | RWEYQ-T8Y1BS1 | RWEYQ18T8Y1BS1 | x | x
|  | RWEYQ-T | RWEYQ-T8Y1BS1 | RWEYQ20T8Y1BS1 | x | x
|  | RWEYQ-T | RWEYQ-T8Y1BS1 | RWEYQ24T8Y1BS1 | x | x
|  | RWEYQ-T | RWEYQ-T8Y1BS1 | RWEYQ26T8Y1BS1 | x | x
|  | RWEYQ-T | RWEYQ-T8Y1BS1 | RWEYQ28T8Y1BS1 | x | x
|  | RWEYQ-T | RWEYQ-T8Y1BS1 | RWEYQ30T8Y1BS1 | x | x
|  | RWEYQ-T | RWEYQ-T9Y1B | RWEYQ8T9Y1B | x | x
|  | RWEYQ-T | RWEYQ-T9Y1B | RWEYQ10T9Y1B | x | x
|  | RWEYQ-T | RWEYQ-T9Y1B | RWEYQ12T9Y1B | x | x
|  | RWEYQ-T | RWEYQ-T9Y1B | RWEYQ14T9Y1B | x | x
|  | RWEYQ-T | RWEYQ-T9Y1B | RWEYQ16T9Y1B | x | x
|  | RWEYQ-T | RWEYQ-T9Y1B | RWEYQ18T9Y1B | x | x
|  | RWEYQ-T | RWEYQ-T9Y1B | RWEYQ20T9Y1B | x | x
|  | RWEYQ-T | RWEYQ-T9Y1B | RWEYQ22T9Y1B | x | x
|  | RWEYQ-T | RWEYQ-T9Y1B | RWEYQ24T9Y1B | x | x
|  | RWEYQ-T | RWEYQ-T9Y1B | RWEYQ26T9Y1B | x | x
|  | RWEYQ-T | RWEYQ-T9Y1B | RWEYQ28T9Y1B | x | x
|  | RWEYQ-T | RWEYQ-T9Y1B | RWEYQ30T9Y1B | x | x
|  | RWEYQ-T | RWEYQ-T9Y1B | RWEYQ32T9Y1B | x | x
|  | RWEYQ-T | RWEYQ-T9Y1B | RWEYQ34T9Y1B | x | x
|  | RWEYQ-T | RWEYQ-T9Y1B | RWEYQ36T9Y1B | x | x
|  | RWEYQ-T | RWEYQ-T9Y1B | RWEYQ38T9Y1B | x | x
|  | RWEYQ-T | RWEYQ-T9Y1B | RWEYQ40T9Y1B | x | x
|  | RWEYQ-T | RWEYQ-T9Y1B | RWEYQ42T9Y1B | x | x
| VRV III | RWEYQ-P | RWEYQ-PTL | RWEYQ10PTL | x | x
|  | RWEYQ-P | RWEYQ-PTL | RWEYQ20PTL | x | x
|  | RWEYQ-P | RWEYQ-PTL | RWEYQ30PTL | x | x
|  | RWEYQ-P | RWEYQ-PY1 | RWEYQ8PY1 | x | x
|  | RWEYQ-P | RWEYQ-PY1 | RWEYQ10PY1 | x | x
|  | RWEYQ-P | RWEYQ-PY1 | RWEYQ16PY1 | x | x
|  | RWEYQ-P | RWEYQ-PY1 | RWEYQ18PY1 | x | x
|  | RWEYQ-P | RWEYQ-PY1 | RWEYQ20PY1 | x | x
|  | RWEYQ-P | RWEYQ-PY1 | RWEYQ24PY1 | x | x
|  | RWEYQ-P | RWEYQ-PY1 | RWEYQ26PY1 | x | x
|  | RWEYQ-P | RWEYQ-PY1 | RWEYQ28PY1 | x | x
|  | RWEYQ-P | RWEYQ-PY1 | RWEYQ30PY1 | x | x
|  | RWEYQ-P | RWEYQ-PY17 | RWEYQ8PY17 | x | x
|  | RWEYQ-P | RWEYQ-PY17 | RWEYQ10PY17 | x | x
|  | RWEYQ-P | RWEYQ-PY17 | RWEYQ16PY17 | x | x
|  | RWEYQ-P | RWEYQ-PY17 | RWEYQ18PY17 | x | x
|  | RWEYQ-P | RWEYQ-PY17 | RWEYQ20PY17 | x | x
|  | RWEYQ-P | RWEYQ-PY17 | RWEYQ24PY17 | x | x
|  | RWEYQ-P | RWEYQ-PY17 | RWEYQ26PY17 | x | x
|  | RWEYQ-P | RWEYQ-PY17 | RWEYQ28PY17 | x | x
|  | RWEYQ-P | RWEYQ-PY17 | RWEYQ30PY17 | x | x
|  | RWEYQ-P | RWEYQ-PYL | RWEYQ10PYL | x | x
|  | RWEYQ-P | RWEYQ-PYL | RWEYQ20PYL | x | x
|  | RWEYQ-P | RWEYQ-PYL | RWEYQ30PYL | x | x
|  | RWEYQ-P | RWEYQ-PY1R | RWEYQ8PY1R | - | -
|  | RWEYQ-P | RWEYQ-PY1R | RWEYQ10PY1R | - | -
Cooling only | VRV III | RXQ-P | RXQ-P7W1B | RXQ5P7W1B | x | x
|  | RXQ-P | RXQ-P7W1B | RXQ8P7W1B | x | x
|  | RXQ-P | RXQ-P7W1B | RXQ10P7W1B | x | x
|  | RXQ-P | RXQ-P7W1B | RXQ12P7W1B | x | x
|  | RXQ-P | RXQ-P7W1B | RXQ14P7W1B | x | x
|  | RXQ-P | RXQ-P7W1B | RXQ16P7W1B | x | x
|  | RXQ-P | RXQ-P7W1B | RXQ18P7W1B | x | x
|  | RXQ-P | RXQ-PY1 | RXQ5PY1 | x | x
Mini VRV Compact |  | RXYSCQ-T | RXYSCQ-TMV1B | RXYSCQ4TMV1B | x | x
|  | RXYSCQ-T | RXYSCQ-TMV1B | RXYSCQ5TMV1B | x | x
|  | RXYSCQ-T | RXYSCQ-TMV1B | RXYSCQ6TMV1B | x | x
Classic |  | RXYCQ-A | RXYCQ-A7Y1B | RXYCQ8A7Y1B | x | x
|  | RXYCQ-A | RXYCQ-A7Y1B | RXYCQ10A7Y1B | x | x
|  | RXYCQ-A | RXYCQ-A7Y1B | RXYCQ12A7Y1B | x | x
|  | RXYCQ-A | RXYCQ-A7Y1B | RXYCQ14A7Y1B | x | x
|  | RXYCQ-A | RXYCQ-A7Y1B | RXYCQ16A7Y1B | x | x
|  | RXYCQ-A | RXYCQ-A7Y1B | RXYCQ18A7Y1B | x | x
|  | RXYCQ-A | RXYCQ-A7Y1B | RXYCQ20A7Y1B | x | x
Low Ambient |  | RTSQ-P | RTSQ-PY1 | RTSQ8PY1 | x | Not covered
|  | RTSQ-P | RTSQ-PY1 | RTSQ10PY1 | x | Not covered
|  | RTSQ-P | RTSQ-PY1 | RTSQ12PY1 | x | Not covered
|  | RTSQ-P | RTSQ-PY1 | RTSQ14PY1 | x | Not covered
|  | RTSQ-P | RTSQ-PY1 | RTSQ16PY1 | x | Not covered
|  | RTSQ-P | RTSQ-PAY1 | RTSQ8PAY1 | x | Not covered
|  | RTSQ-P | RTSQ-PAY1 | RTSQ10PAY1 | x | Not covered
|  | RTSQ-P | RTSQ-PAY1 | RTSQ12PAY1 | x | Not covered
|  | RTSQ-P | RTSQ-PAY1 | RTSQ14PAY1 | x | Not covered
|  | RTSQ-P | RTSQ-PAY1 | RTSQ16PAY1 | x | Not covered
VRV III-C |  | BTSQ-P | BTSQ-PY1 | BTSQ20PY1 | N.A. (B-unit) | N.A. (B-unit)
VRV II Outdoor Unit Generic Model (Please refer to the "VRV generic models" sheet for details.) |  | VRV II | with 1 Outdoor unit → | V2Gene1Unit | x | -(Generic model)
|  |  | with 2 Outdoor units → | V2Gene2Unit | x | -(Generic model)
|  |  | with 3 Outdoor units → | V2Gene3Unit | x | -(Generic model)
Summury (VRV3~5)
|  |  | Total | 913
|  |  | Compatible | 894
|  |  | Missing(VRV3) | 5
|  |  | N.A. (Multi, B-unit) | 14

## VRV IU
VRV indoor units
Red: Update
Compatibility (x is compatible)
Type | Description |  | Model range |  | Model | Ver 202506
Indoor unit | Ceiling mounted cassettes | 3x3 | FXFA-A | FXFA-A2VEB | FXFA20A2VEB | x
|  |  | FXFA-A | FXFA-A2VEB | FXFA25A2VEB | x
|  |  | FXFA-A | FXFA-A2VEB | FXFA32A2VEB | x
|  |  | FXFA-A | FXFA-A2VEB | FXFA40A2VEB | x
|  |  | FXFA-A | FXFA-A2VEB | FXFA50A2VEB | x
|  |  | FXFA-A | FXFA-A2VEB | FXFA63A2VEB | x
|  |  | FXFA-A | FXFA-A2VEB | FXFA80A2VEB | x
|  |  | FXFA-A | FXFA-A2VEB | FXFA100A2VEB | x
|  |  | FXFA-A | FXFA-A2VEB | FXFA125A2VEB | x
|  |  | FXFQ-P | FXFQ-P8VEB | FXFQ100P8VEB | x
|  |  | FXFQ-P | FXFQ-P8VEB | FXFQ125P8VEB | x
|  |  | FXFQ-P | FXFQ-P8VEB | FXFQ20P8VEB | x
|  |  | FXFQ-P | FXFQ-P8VEB | FXFQ25P8VEB | x
|  |  | FXFQ-P | FXFQ-P8VEB | FXFQ32P8VEB | x
|  |  | FXFQ-P | FXFQ-P8VEB | FXFQ40P8VEB | x
|  |  | FXFQ-P | FXFQ-P8VEB | FXFQ50P8VEB | x
|  |  | FXFQ-P | FXFQ-P8VEB | FXFQ63P8VEB | x
|  |  | FXFQ-P | FXFQ-P8VEB | FXFQ80P8VEB | x
|  |  | FXFQ-B | FXFQ-BVEB | FXFQ20BVEB | x
|  |  | FXFQ-B | FXFQ-BVEB | FXFQ25BVEB | x
|  |  | FXFQ-B | FXFQ-BVEB | FXFQ32BVEB | x
|  |  | FXFQ-B | FXFQ-BVEB | FXFQ40BVEB | x
|  |  | FXFQ-B | FXFQ-BVEB | FXFQ50BVEB | x
|  |  | FXFQ-B | FXFQ-BVEB | FXFQ63BVEB | x
|  |  | FXFQ-B | FXFQ-BVEB | FXFQ80BVEB | x
|  |  | FXFQ-B | FXFQ-BVEB | FXFQ100BVEB | x
|  |  | FXFQ-B | FXFQ-BVEB | FXFQ125BVEB | x
|  |  | FXFQ-B | FXFQ-BVEB | FXFQ100AVEB | x
|  |  | FXFQ-B | FXFQ-BVEB | FXFQ125AVEB | x
|  |  | FXFQ-A | FXFQ-AVEB | FXFQ20AVEB | x
|  |  | FXFQ-A | FXFQ-AVEB | FXFQ25AVEB | x
|  |  | FXFQ-A | FXFQ-AVEB | FXFQ32AVEB | x
|  |  | FXFQ-A | FXFQ-AVEB | FXFQ40AVEB | x
|  |  | FXFQ-A | FXFQ-AVEB | FXFQ50AVEB | x
|  |  | FXFQ-A | FXFQ-AVEB | FXFQ63AVEB | x
|  |  | FXFQ-A | FXFQ-AVEB | FXFQ80AVEB | x
|  | 2x2 | FXZA-A | FXZA-A2VEB | FXZA15A2VEB | x
|  |  | FXZA-A | FXZA-A2VEB | FXZA20A2VEB | x
|  |  | FXZA-A | FXZA-A2VEB | FXZA25A2VEB | x
|  |  | FXZA-A | FXZA-A2VEB | FXZA32A2VEB | x
|  |  | FXZA-A | FXZA-A2VEB | FXZA40A2VEB | x
|  |  | FXZA-A | FXZA-A2VEB | FXZA50A2VEB | x
|  |  | FXZQ-M | FXZQ-M9V1B | FXZQ15M9V1B | x
|  |  | FXZQ-M | FXZQ-M9V1B | FXZQ20M9V1B | x
|  |  | FXZQ-M | FXZQ-M9V1B | FXZQ25M9V1B | x
|  |  | FXZQ-M | FXZQ-M9V1B | FXZQ32M9V1B | x
|  |  | FXZQ-M | FXZQ-M9V1B | FXZQ40M9V1B | x
|  |  | FXZQ-M | FXZQ-M9V1B | FXZQ50M9V1B | x
|  |  | FXZQ-A | FXZQ-A2VEB | FXZQ15A2VEB | x
|  |  | FXZQ-A | FXZQ-A2VEB | FXZQ20A2VEB | x
|  |  | FXZQ-A | FXZQ-A2VEB | FXZQ25A2VEB | x
|  |  | FXZQ-A | FXZQ-A2VEB | FXZQ32A2VEB | x
|  |  | FXZQ-A | FXZQ-A2VEB | FXZQ40A2VEB | x
|  |  | FXZQ-A | FXZQ-A2VEB | FXZQ50A2VEB | x
|  | 2-way | FXCQ-M | FXCQ-M8V3B | FXCQ125M8V3B | x
|  |  | FXCQ-M | FXCQ-M8V3B | FXCQ20M8V3B | x
|  |  | FXCQ-M | FXCQ-M8V3B | FXCQ25M8V3B | x
|  |  | FXCQ-M | FXCQ-M8V3B | FXCQ32M8V3B | x
|  |  | FXCQ-M | FXCQ-M8V3B | FXCQ40M8V3B | x
|  |  | FXCQ-M | FXCQ-M8V3B | FXCQ50M8V3B | x
|  |  | FXCQ-M | FXCQ-M8V3B | FXCQ63M8V3B | x
|  |  | FXCQ-M | FXCQ-M8V3B | FXCQ80M8V3B | x
|  |  | FXCQ-A | FXCQ-AVEB | FXCQ125AVEB | x
|  |  | FXCQ-A | FXCQ-AVEB | FXCQ20AVEB | x
|  |  | FXCQ-A | FXCQ-AVEB | FXCQ25AVEB | x
|  |  | FXCQ-A | FXCQ-AVEB | FXCQ32AVEB | x
|  |  | FXCQ-A | FXCQ-AVEB | FXCQ40AVEB | x
|  |  | FXCQ-A | FXCQ-AVEB | FXCQ50AVEB | x
|  |  | FXCQ-A | FXCQ-AVEB | FXCQ63AVEB | x
|  |  | FXCQ-A | FXCQ-AVEB | FXCQ80AVEB | x
|  | Corner | FXKQ-M | FXKQ-MAVE | FXKQ25MAVE | x
|  |  | FXKQ-M | FXKQ-MAVE | FXKQ32MAVE | x
|  |  | FXKQ-M | FXKQ-MAVE | FXKQ40MAVE | x
|  |  | FXKQ-M | FXKQ-MAVE | FXKQ63MAVE | x
|  |  | FXKQ-M | FXKQ-MAVE9 | FXKQ25MAVE9 | x
|  |  | FXKQ-M | FXKQ-MAVE9 | FXKQ32MAVE9 | x
|  |  | FXKQ-M | FXKQ-MAVE9 | FXKQ40MAVE9 | x
|  |  | FXKQ-M | FXKQ-MAVE9 | FXKQ63MAVE9 | x
|  |  | FXKQ-A | FXKQ-AMVEB | FXKQ20AMVEB | x
|  |  | FXKQ-A | FXKQ-AMVEB | FXKQ25AMVEB | x
|  |  | FXKQ-A | FXKQ-AMVEB | FXKQ32AMVEB | x
|  |  | FXKQ-A | FXKQ-AMVEB | FXKQ40AMVEB | x
|  |  | FXKQ-A | FXKQ-AMVEB | FXKQ50AMVEB | x
|  |  | FXKQ-A | FXKQ-AMVEB | FXKQ63AMVEB | x
|  |  | FXKA-A | FXKA-AMVEB | FXKA20AMVEB | x
|  |  | FXKA-A | FXKA-AMVEB | FXKA25AMVEB | x
|  |  | FXKA-A | FXKA-AMVEB | FXKA32AMVEB | x
|  |  | FXKA-A | FXKA-AMVEB | FXKA40AMVEB | x
|  |  | FXKA-A | FXKA-AMVEB | FXKA50AMVEB | x
|  |  | FXKA-A | FXKA-AMVEB | FXKA63AMVEB | x
| Concealed ceiling units (Duct) |  | FXDA-A | FXDA-A2VEB | FXDA10A2VEB | x
|  |  | FXDA-A | FXDA-A2VEB | FXDA15A2VEB | x
|  |  | FXDA-A | FXDA-A2VEB | FXDA20A2VEB | x
|  |  | FXDA-A | FXDA-A2VEB | FXDA25A2VEB | x
|  |  | FXDA-A | FXDA-A2VEB | FXDA32A2VEB | x
|  |  | FXDA-A | FXDA-A2VEB | FXDA40A2VEB | x
|  |  | FXDA-A | FXDA-A2VEB | FXDA50A2VEB | x
|  |  | FXDA-A | FXDA-A2VEB | FXDA63A2VEB | x
|  |  | FXDQ-P | FXDQ-P2VE | FXDQ15P2VE | x
|  |  | FXDQ-P | FXDQ-P2VE | FXDQ20P2VE | x
|  |  | FXDQ-P | FXDQ-P2VE | FXDQ25P2VE | x
|  |  | FXDQ-P | FXDQ-P2VE | FXDQ32P2VE | x
|  |  | FXDQ-P | FXDQ-P2VE | FXDQ40P2VE | x
|  |  | FXDQ-P | FXDQ-P2VE | FXDQ50P2VE | x
|  |  | FXDQ-P | FXDQ-P2VE | FXDQ63P2VE | x
|  |  | FXDQ-P | FXDQ-P3VE | FXDQ15P3VE | x
|  |  | FXDQ-P | FXDQ-P3VE | FXDQ20P3VE | x
|  |  | FXDQ-P | FXDQ-P3VE | FXDQ25P3VE | x
|  |  | FXDQ-P | FXDQ-P3VE | FXDQ32P3VE | x
|  |  | FXDQ-P | FXDQ-P3VE | FXDQ40P3VE | x
|  |  | FXDQ-P | FXDQ-P3VE | FXDQ50P3VE | x
|  |  | FXDQ-P | FXDQ-P3VE | FXDQ63P3VE | x
|  |  | FXDQ-P | FXDQ-P7VEB | FXDQ15P7VEB | x
|  |  | FXDQ-P | FXDQ-P7VEB | FXDQ20P7VEB | x
|  |  | FXDQ-P | FXDQ-P7VEB | FXDQ25P7VEB | x
|  |  | FXDQ-P | FXDQ-P7VEB | FXDQ32P7VEB | x
|  |  | FXDQ-P | FXDQ-P7VEB | FXDQ40P7VEB | x
|  |  | FXDQ-P | FXDQ-P7VEB | FXDQ50P7VEB | x
|  |  | FXDQ-P | FXDQ-P7VEB | FXDQ63P7VEB | x
|  |  | FXDQ-P | FXDQ-PBVE | FXDQ20PBVE | x
|  |  | FXDQ-P | FXDQ-PBVE | FXDQ25PBVE | x
|  |  | FXDQ-P | FXDQ-PBVE | FXDQ32PBVE | x
|  |  | FXDQ-N | FXDQ-NBVE | FXDQ40NBVE | x
|  |  | FXDQ-N | FXDQ-NBVE | FXDQ50NBVE | x
|  |  | FXDQ-N | FXDQ-NBVE | FXDQ63NBVE | x
|  |  | FXDQ-M | FXDQ-M9V3B | FXDQ20M9V3B | x
|  |  | FXDQ-M | FXDQ-M9V3B | FXDQ25M9V3B | x
|  |  | FXDQ-M | FXDQ-MV3B9 | FXDQ20M9V3B9 | x
|  |  | FXDQ-M | FXDQ-MV3B9 | FXDQ25M9V3B9 | x
|  |  | FXDQ-A | FXDQ-A2VEB | FXDQ15A2VEB | x
|  |  | FXDQ-A | FXDQ-A2VEB | FXDQ20A2VEB | x
|  |  | FXDQ-A | FXDQ-A2VEB | FXDQ25A2VEB | x
|  |  | FXDQ-A | FXDQ-A2VEB | FXDQ32A2VEB | x
|  |  | FXDQ-A | FXDQ-A2VEB | FXDQ40A2VEB | x
|  |  | FXDQ-A | FXDQ-A2VEB | FXDQ50A2VEB | x
|  |  | FXDQ-A | FXDQ-A2VEB | FXDQ63A2VEB | x
|  |  | FXDQ-A | FXDQ-A3VEB | FXDQ15A3VEB | x
|  |  | FXDQ-A | FXDQ-A3VEB | FXDQ20A3VEB | x
|  |  | FXDQ-A | FXDQ-A3VEB | FXDQ25A3VEB | x
|  |  | FXDQ-A | FXDQ-A3VEB | FXDQ32A3VEB | x
|  |  | FXDQ-A | FXDQ-A3VEB | FXDQ40A3VEB | x
|  |  | FXDQ-A | FXDQ-A3VEB | FXDQ50A3VEB | x
|  |  | FXDQ-A | FXDQ-A3VEB | FXDQ63A3VEB | x
|  |  | FXSA-A | FXSA-A2VEB | FXSA15A2VEB | x
|  |  | FXSA-A | FXSA-A2VEB | FXSA20A2VEB | x
|  |  | FXSA-A | FXSA-A2VEB | FXSA25A2VEB | x
|  |  | FXSA-A | FXSA-A2VEB | FXSA32A2VEB | x
|  |  | FXSA-A | FXSA-A2VEB | FXSA40A2VEB | x
|  |  | FXSA-A | FXSA-A2VEB | FXSA50A2VEB | x
|  |  | FXSA-A | FXSA-A2VEB | FXSA63A2VEB | x
|  |  | FXSA-A | FXSA-A2VEB | FXSA80A2VEB | x
|  |  | FXSA-A | FXSA-A2VEB | FXSA100A2VEB | x
|  |  | FXSA-A | FXSA-A2VEB | FXSA125A2VEB | x
|  |  | FXSA-A | FXSA-A2VEB | FXSA140A2VEB | x
|  |  | FXSQ-P | FXSQ-P7VEB | FXSQ100P7VEB | x
|  |  | FXSQ-P | FXSQ-P7VEB | FXSQ125P7VEB | x
|  |  | FXSQ-P | FXSQ-P7VEB | FXSQ140P7VEB | x
|  |  | FXSQ-P | FXSQ-P7VEB | FXSQ20P7VEB | x
|  |  | FXSQ-P | FXSQ-P7VEB | FXSQ25P7VEB | x
|  |  | FXSQ-P | FXSQ-P7VEB | FXSQ32P7VEB | x
|  |  | FXSQ-P | FXSQ-P7VEB | FXSQ40P7VEB | x
|  |  | FXSQ-P | FXSQ-P7VEB | FXSQ50P7VEB | x
|  |  | FXSQ-P | FXSQ-P7VEB | FXSQ63P7VEB | x
|  |  | FXSQ-P | FXSQ-P7VEB | FXSQ80P7VEB | x
|  |  | FXSQ-M | FXSQ-MVE9 | FXSQ100MVE9 | x
|  |  | FXSQ-M | FXSQ-MVE9 | FXSQ125MVE9 | x
|  |  | FXSQ-M | FXSQ-MVE9 | FXSQ20MVE9 | x
|  |  | FXSQ-M | FXSQ-MVE9 | FXSQ25MVE9 | x
|  |  | FXSQ-M | FXSQ-MVE9 | FXSQ32MVE9 | x
|  |  | FXSQ-M | FXSQ-MVE9 | FXSQ40MVE9 | x
|  |  | FXSQ-M | FXSQ-MVE9 | FXSQ50MVE9 | x
|  |  | FXSQ-M | FXSQ-MVE9 | FXSQ63MVE9 | x
|  |  | FXSQ-M | FXSQ-MVE9 | FXSQ80MVE9 | x
|  |  | FXSQ-A | FXSQ-A2VEB | FXSQ100A2VEB | x
|  |  | FXSQ-A | FXSQ-A2VEB | FXSQ125A2VEB | x
|  |  | FXSQ-A | FXSQ-A2VEB | FXSQ140A2VEB | x
|  |  | FXSQ-A | FXSQ-A2VEB | FXSQ15A2VEB | x
|  |  | FXSQ-A | FXSQ-A2VEB | FXSQ20A2VEB | x
|  |  | FXSQ-A | FXSQ-A2VEB | FXSQ25A2VEB | x
|  |  | FXSQ-A | FXSQ-A2VEB | FXSQ32A2VEB | x
|  |  | FXSQ-A | FXSQ-A2VEB | FXSQ40A2VEB | x
|  |  | FXSQ-A | FXSQ-A2VEB | FXSQ50A2VEB | x
|  |  | FXSQ-A | FXSQ-A2VEB | FXSQ63A2VEB | x
|  |  | FXSQ-A | FXSQ-A2VEB | FXSQ80A2VEB | x
|  |  | FXMA-A | FXMA-A5VEB | FXMA50A5VEB | x
|  |  | FXMA-A | FXMA-A5VEB | FXMA63A5VEB | x
|  |  | FXMA-A | FXMA-A5VEB | FXMA80A5VEB | x
|  |  | FXMA-A | FXMA-A5VEB | FXMA100A5VEB | x
|  |  | FXMA-A | FXMA-A5VEB | FXMA125A5VEB | x
|  |  | FXMA-A | FXMA-AXVMB | FXMA200AXVMB | x
|  |  | FXMA-A | FXMA-AXVMB | FXMA250AXVMB | x
|  |  | FXMQ-P | FXMQ-PVE | FXMQ20PVE | x
|  |  | FXMQ-P | FXMQ-PVE | FXMQ25PVE | x
|  |  | FXMQ-P | FXMQ-PVE | FXMQ32PVE | x
|  |  | FXMQ-P | FXMQ-PVE | FXMQ40PVE | x
|  |  | FXMQ-P | FXMQ-PVE | FXMQ50PVE | x
|  |  | FXMQ-P | FXMQ-PVE | FXMQ63PVE | x
|  |  | FXMQ-P | FXMQ-PVE | FXMQ80PVE | x
|  |  | FXMQ-P | FXMQ-PVE | FXMQ100PVE | x
|  |  | FXMQ-P | FXMQ-PVE | FXMQ125PVE | x
|  |  | FXMQ-P | FXMQ-PVE | FXMQ140PVE | x
|  |  | FXMQ-P | FXMQ-P7VEB | FXMQ20P7VEB | x
|  |  | FXMQ-P | FXMQ-P7VEB | FXMQ25P7VEB | x
|  |  | FXMQ-P | FXMQ-P7VEB | FXMQ32P7VEB | x
|  |  | FXMQ-P | FXMQ-P7VEB | FXMQ40P7VEB | x
|  |  | FXMQ-P | FXMQ-P7VEB | FXMQ50P7VEB | x
|  |  | FXMQ-P | FXMQ-P7VEB | FXMQ63P7VEB | x
|  |  | FXMQ-P | FXMQ-P7VEB | FXMQ80P7VEB | x
|  |  | FXMQ-P | FXMQ-P7VEB | FXMQ100P7VEB | x
|  |  | FXMQ-P | FXMQ-P7VEB | FXMQ125P7VEB | x
|  |  | FXMQ-P | FXMQ-P7VEB9 | FXMQ50P7VEB9 | x
|  |  | FXMQ-P | FXMQ-P7VEB9 | FXMQ63P7VEB9 | x
|  |  | FXMQ-P | FXMQ-P7VEB9 | FXMQ80P7VEB9 | x
|  |  | FXMQ-P | FXMQ-P7VEB9 | FXMQ100P7VEB9 | x
|  |  | FXMQ-P | FXMQ-P7VEB9 | FXMQ125P7VEB9 | x
|  |  | FXMQ-P | FXMQ-PAVE | FXMQ140PAVE | x
|  |  | FXMQ-M | FXMQ-MBVE | FXMQ200MBVE | x
|  |  | FXMQ-M | FXMQ-MBVE | FXMQ250MBVE | x
|  |  | FXMQ-M | FXMQ-MAVE | FXMQ40MAVE | x
|  |  | FXMQ-M | FXMQ-MAVE | FXMQ50MAVE | x
|  |  | FXMQ-M | FXMQ-MAVE | FXMQ63MAVE | x
|  |  | FXMQ-M | FXMQ-MAVE | FXMQ80MAVE | x
|  |  | FXMQ-M | FXMQ-MAVE | FXMQ100MAVE | x
|  |  | FXMQ-M | FXMQ-MAVE | FXMQ125MAVE | x
|  |  | FXMQ-M | FXMQ-MAVE | FXMQ200MAVE | x
|  |  | FXMQ-M | FXMQ-MAVE | FXMQ250MAVE | x
|  |  | FXMQ-M | FXMQ-MAVE | FXMQ200MAVE9 | x
|  |  | FXMQ-M | FXMQ-MAVE | FXMQ250MAVE9 | x
|  |  | FXMQ-M | FXMQ-MFV1 | FXMQ200MFV1 | x
|  |  | FXMQ-M | FXMQ-MFV1 | FXMQ250MFV1 | x
|  |  | FXMQ-M | FXMQ-MFV1 | FXMQ125MFV1 | x
|  |  | FXMQ-N | FXMQ-NVA | FXMQ170NVA | x
|  |  | FXMQ-N | FXMQ-NVA | FXMQ200NVA | x
|  |  | FXMQ-N | FXMQ-NVA | FXMQ250NVA | x
| Wall mounted units |  | FXAA-A | FXAA-AUV1B | FXAA15AUV1B | x
|  |  | FXAA-A | FXAA-AUV1B | FXAA20AUV1B | x
|  |  | FXAA-A | FXAA-AUV1B | FXAA25AUV1B | x
|  |  | FXAA-A | FXAA-AUV1B | FXAA32AUV1B | x
|  |  | FXAA-A | FXAA-AUV1B | FXAA40AUV1B | x
|  |  | FXAA-A | FXAA-AUV1B | FXAA50AUV1B | x
|  |  | FXAA-A | FXAA-AUV1B | FXAA63AUV1B | x
|  |  | FXAQ-P | FXAQ-PV1 | FXAQ20PV1 | x
|  |  | FXAQ-P | FXAQ-PV1 | FXAQ25PV1 | x
|  |  | FXAQ-P | FXAQ-PV1 | FXAQ32PV1 | x
|  |  | FXAQ-P | FXAQ-PV1 | FXAQ40PV1 | x
|  |  | FXAQ-P | FXAQ-PV1 | FXAQ50PV1 | x
|  |  | FXAQ-P | FXAQ-PV1 | FXAQ63PV1 | x
|  |  | FXAQ-P | FXAQ-PAV1 | FXAQ15PAV1 | x
|  |  | FXAQ-P | FXAQ-PAV1 | FXAQ20PAV1 | x
|  |  | FXAQ-P | FXAQ-PAV1 | FXAQ25PAV1 | x
|  |  | FXAQ-P | FXAQ-PAV1 | FXAQ32PAV1 | x
|  |  | FXAQ-P | FXAQ-PAV1 | FXAQ40PAV1 | x
|  |  | FXAQ-P | FXAQ-PAV1 | FXAQ50PAV1 | x
|  |  | FXAQ-P | FXAQ-PAV1 | FXAQ63PAV1 | x
|  |  | FXAQ-P | FXAQ-PVE | FXAQ20PVE | x
|  |  | FXAQ-P | FXAQ-PVE | FXAQ25PVE | x
|  |  | FXAQ-P | FXAQ-PVE | FXAQ32PVE | x
|  |  | FXAQ-P | FXAQ-PVE | FXAQ40PVE | x
|  |  | FXAQ-P | FXAQ-PVE | FXAQ50PVE | x
|  |  | FXAQ-P | FXAQ-PVE | FXAQ63PVE | x
|  |  | FXAQ-P | FXAQ-PVER1 | FXAQ40PVER1 | x
|  |  | FXAQ-P | FXAQ-PVER1 | FXAQ50PVER1 | x
|  |  | FXAQ-P | FXAQ-PVER1 | FXAQ63PVER1 | x
|  |  | FXAQ-M | FXAQ-MAVE9 | FXAQ20MAVE9 | x
|  |  | FXAQ-M | FXAQ-MAVE9 | FXAQ25MAVE9 | x
|  |  | FXAQ-M | FXAQ-MAVE9 | FXAQ32MAVE9 | x
|  |  | FXAQ-M | FXAQ-MAVE9 | FXAQ40MAVE9 | x
|  |  | FXAQ-M | FXAQ-MAVE9 | FXAQ50MAVE9 | x
|  |  | FXAQ-M | FXAQ-MAVE9 | FXAQ63MAVE9 | x
|  |  | FXAQ-A | FXAQ-AUV1B | FXAQ15AUV1B | x
|  |  | FXAQ-A | FXAQ-AUV1B | FXAQ20AUV1B | x
|  |  | FXAQ-A | FXAQ-AUV1B | FXAQ25AUV1B | x
|  |  | FXAQ-A | FXAQ-AUV1B | FXAQ32AUV1B | x
|  |  | FXAQ-A | FXAQ-AUV1B | FXAQ40AUV1B | x
|  |  | FXAQ-A | FXAQ-AUV1B | FXAQ50AUV1B | x
|  |  | FXAQ-A | FXAQ-AUV1B | FXAQ63AUV1B | x
| Ceiling suspended units |  | FXHA-A | FXHA-AVEB | FXHA32AVEB | x
|  |  | FXHA-A | FXHA-AVEB | FXHA50AVEB | x
|  |  | FXHA-A | FXHA-AVEB | FXHA63 AVEB | x
|  |  | FXHA-A | FXHA-AVEB | FXHA100AVEB | x
|  |  | FXUA-A | FXUA-AVEB | FXUA71AVEB | x
|  |  | FXUA-A | FXUA-AVEB | FXUA50AVEB | x
|  |  | FXUA-A | FXUA-AVEB | FXUA100AVEB | x
|  |  | FXHQ-M | FXHQ-MAVE | FXHQ32MAVE | x
|  |  | FXHQ-M | FXHQ-MAVE | FXHQ63MAVE | x
|  |  | FXHQ-M | FXHQ-MAVE | FXHQ100MAVE | x
|  |  | FXHQ-A | FXHQ-AVEB | FXHQ32AVEB | x
|  |  | FXHQ-A | FXHQ-AVEB | FXHQ63AVEB | x
|  |  | FXHQ-A | FXHQ-AVEB | FXHQ100AVEB | x
|  |  | FXHQ-A | FXHQ-AVEB9 | FXHQ32AVEB9 | x
|  |  | FXHQ-A | FXHQ-AVEB9 | FXHQ63AVEB9 | x
|  |  | FXHQ-A | FXHQ-AVEB9 | FXHQ100AVEB9 | x
|  |  | FXUQ-M | FXUQ-MAV1 | FXUQ71MAV1 | x
|  |  | FXUQ-M | FXUQ-MAV1 | FXUQ100MAV1 | x
|  |  | FXUQ-M | FXUQ-MAV1 | FXUQ125MAV1 | x
|  |  | FXUQ-A | FXUQ-AVEB | FXUQ71AVEB | x
|  |  | FXUQ-A | FXUQ-AVEB | FXUQ100AVEB | x
|  |  | FXUQ-A | FXUQ-AVEB9 | FXUQ71AVEB9 | x
|  |  | FXUQ-A | FXUQ-AVEB9 | FXUQ100AVEB9 | x
| Floor standing units |  | FXNQ-P | FXNQ-PVEB | FXNQ20PVEB | x
|  |  | FXNQ-P | FXNQ-PVEB | FXNQ25PVEB | x
|  |  | FXNQ-P | FXNQ-PVEB | FXNQ32PVEB | x
|  |  | FXNQ-P | FXNQ-PVEB | FXNQ40PVEB | x
|  |  | FXNQ-P | FXNQ-PVEB | FXNQ50PVEB | x
|  |  | FXNQ-P | FXNQ-PVEB | FXNQ63PVEB | x
|  |  | FXNQ-P | FXNQ-P2VEB | FXNQ20P2VEB | x
|  |  | FXNQ-P | FXNQ-P2VEB | FXNQ25P2VEB | x
|  |  | FXNQ-P | FXNQ-P2VEB | FXNQ32P2VEB | x
|  |  | FXNQ-P | FXNQ-P2VEB | FXNQ40P2VEB | x
|  |  | FXNQ-P | FXNQ-P2VEB | FXNQ50P2VEB | x
|  |  | FXNQ-P | FXNQ-P2VEB | FXNQ63P2VEB | x
|  |  | FXNQ-M | FXNQ-MAVE | FXNQ20MAVE | x
|  |  | FXNQ-M | FXNQ-MAVE | FXNQ25MAVE | x
|  |  | FXNQ-M | FXNQ-MAVE | FXNQ32MAVE | x
|  |  | FXNQ-M | FXNQ-MAVE | FXNQ40MAVE | x
|  |  | FXNQ-M | FXNQ-MAVE | FXNQ50MAVE | x
|  |  | FXNQ-M | FXNQ-MAVE | FXNQ63MAVE | x
|  |  | FXNQ-A | FXNQ-A2VEB | FXNQ20A2VEB | x
|  |  | FXNQ-A | FXNQ-A2VEB | FXNQ25A2VEB | x
|  |  | FXNQ-A | FXNQ-A2VEB | FXNQ32A2VEB | x
|  |  | FXNQ-A | FXNQ-A2VEB | FXNQ40A2VEB | x
|  |  | FXNQ-A | FXNQ-A2VEB | FXNQ50A2VEB | x
|  |  | FXNQ-A | FXNQ-A2VEB | FXNQ63A2VEB | x
|  |  | FXNA-A | FXNA-A2VEB | FXNA20A2VEB | x
|  |  | FXNA-A | FXNA-A2VEB | FXNA25A2VEB | x
|  |  | FXNA-A | FXNA-A2VEB | FXNA32A2VEB | x
|  |  | FXNA-A | FXNA-A2VEB | FXNA40A2VEB | x
|  |  | FXNA-A | FXNA-A2VEB | FXNA50A2VEB | x
|  |  | FXNA-A | FXNA-A2VEB | FXNA63A2VEB | x
|  |  | FXLQ-P | FXLQ-PVEB | FXLQ20PVEB | x
|  |  | FXLQ-P | FXLQ-PVEB | FXLQ25PVEB | x
|  |  | FXLQ-P | FXLQ-PVEB | FXLQ32PVEB | x
|  |  | FXLQ-P | FXLQ-PVEB | FXLQ40PVEB | x
|  |  | FXLQ-P | FXLQ-PVEB | FXLQ50PVEB | x
|  |  | FXLQ-P | FXLQ-PVEB | FXLQ63PVEB | x
|  |  | FXLQ-P | FXLQ-P2VEB | FXLQ20P2VEB | x
|  |  | FXLQ-P | FXLQ-P2VEB | FXLQ25P2VEB | x
|  |  | FXLQ-P | FXLQ-P2VEB | FXLQ32P2VEB | x
|  |  | FXLQ-P | FXLQ-P2VEB | FXLQ40P2VEB | x
|  |  | FXLQ-P | FXLQ-P2VEB | FXLQ50P2VEB | x
|  |  | FXLQ-P | FXLQ-P2VEB | FXLQ63P2VEB | x
|  |  | FXLQ-P | FXLQ-P5VEB | FXLQ20P5VEB | x
|  |  | FXLQ-P | FXLQ-P5VEB | FXLQ25P5VEB | x
|  |  | FXLQ-P | FXLQ-P5VEB | FXLQ32P5VEB | x
|  |  | FXLQ-P | FXLQ-P5VEB | FXLQ40P5VEB | x
|  |  | FXLQ-P | FXLQ-P5VEB | FXLQ50P5VEB | x
|  |  | FXLQ-P | FXLQ-P5VEB | FXLQ63P5VEB | x
|  |  | FXLQ-M | FXLQ-MAVE | FXLQ20MAVE | x
|  |  | FXLQ-M | FXLQ-MAVE | FXLQ25MAVE | x
|  |  | FXLQ-M | FXLQ-MAVE | FXLQ32MAVE | x
|  |  | FXLQ-M | FXLQ-MAVE | FXLQ40MAVE | x
|  |  | FXLQ-M | FXLQ-MAVE | FXLQ50MAVE | x
|  |  | FXLQ-M | FXLQ-MAVE | FXLQ63MAVE | x
|  |  | FXTQ-A | FXTQ-A2VEB | FXTQ50A2VEB | x
|  |  | FXTQ-A | FXTQ-A2VEB | FXTQ63A2VEB | x
|  |  | FXTQ-A | FXTQ-A7VEB | FXTQ80A7VEB | x
|  |  | FXTQ-A | FXTQ-A7VEB | FXTQ100A7VEB | x
| CO2 VRV system air conditioner |  | FXSN-B | FXSN-B2VEB | FXSN40B2VEB | x
|  |  | FXSN-B | FXSN-B2VEB | FXSN50B2VEB | x
|  |  | FXSN-B | FXSN-B2VEB | FXSN63B2VEB | x
|  |  | FXSN-B | FXSN-B2VEB | FXSN63B2VEB | x
|  |  | FXFN-B | FXFN-B2VEB | FXFN40B2VEB | x
|  |  | FXFN-B | FXFN-B2VEB | FXFN50B2VEB | x
|  |  | FXFN-B | FXFN-B2VEB | FXFN63B2VEB | x
|  |  | FXFN-B | FXFN-B2VEB | FXFN63B2VEB | x
| VRV Indoor Unit Generic Model (Please refer to the "VRV generic models" sheet for details.) |  | - | - | VRVIUGene | x
Hydrobox | HT |  | HXHD-A | HXHD-A | HXHD125A | -
|  |  | HXHD-A | HXHD-A | HXHD200A | -
| LT |  | HXY-A | HXY-A8 | HXY80A8 | -
|  |  | HXY-A | HXY-A8 | HXY125A8 | -

## VRV generic models
VRV generic models
The table below outlines the supported functionalities between VRV II Outdoor Unit Generic Model and VRV Indoor Unit Generic Model.
VRV II Outdoor Unit Generic Model (V2Gene1Unit, V2Gene2Unit, V2Gene3Unit)
Those are only for VRVII. For VRV III and later series, please select the specific model during commissioning.
Category | Feature | Covered? | Remarks
Basic unit control | Remote control (Layout view) | Yes | Only for: - Communication status - Error status - Footprint - Maintainance mode - Low noise control settings (in the future, DC+ 1.6 or after)
| Automatic control | Yes | Only for: - Low noise control settings (in the future, DC+ 1.6 or after) For other data: The generic models can be set for the trigger/target of the features, however, the models do not support modifiable data, so performing operations should result in no changes.
| Remote field setting (Outdoor Unit) | Yes | Only for: - Maintainance mode - Low noise control settings (in the future, DC+ 1.6 or after)
Advanced control | Demand control | Yes
Data monitoring | Energy monitoring | No
| Error monitoring | Yes | No Refrigerant Leak Notification
| Prediction Logic | No
| Data output(Time series data) | Yes | Available data: - BasicInfo/Horsepower - BasicInfo/ModelCode - ErrorInfo/CommunicationState - ErrorInfo/EquipmentSingleError - ErrorInfo/EquipmentErrorCode - ErrorInfo/EquipmentErrorLevel - OutdoorControl/ThermoState
| Data output(Hourly data) | Yes | Available data: - CoolandHeatOperatingTime - DemandDroopingControlTime - EnergySavingControl_CoolTime - EnergySavingControl_HeatTime - OutdoorOperatingTime - Outdoor_OnOffCount - SetCondensingTempTime - SetEvaporationTempTime - TelecommunicationCount
Commissioning | Commissioning | Yes | You can finish the commissioning process,but the result of the function checking the match between selected unit and unit infomation informed by DIII is always ‘NG’(failed). The reason being that the generic models do not have a specific model name.
VRV Indoor Unit Generic Model (VRVIUGene)
This can be used in any series of VRV indoor unit. But some features/data are missing, so in general, please select the specific model during commissioning.
Category | Feature | Covered? | Remarks
Basic unit control | Remote control (Layout view) | Yes | Exception: - R32 alarm related features - CO2 data (currently available in ventilation unit) - Alarm triggered when an analog value (outdoor temperature, CO2, humidity) is above or below the threshold.
| Automatic functionalities | Yes
Advanced control | Demand control | Yes
| PPD | Yes | Coefficient values of each IU have to be entered manually during commissioning. Values used in iTM can be reused as a referense.
Data monitoring | Energy monitoring | Yes | Only for: - Temperature monitoring
| Error monitoring | Yes | No Refrigerant Leak Notification
| Prediction Logic | No
| Data output(Time series data) | Yes | Available data: - BasicInfo/Capacity - BasicInfo/ModelCode - BasicInfo/ProductCode - ErrorInfo/CommunicationState - ErrorInfo/EquipmentSingleError - ErrorInfo/EquipmentErrorCode - ErrorInfo/EquipmentErrorLevel - ErrorInfo/EquipmentError - ErrorInfo/ErrorCode - ErrorInfo/ErrorLevel - ErrorInfo/ErrorUnitNumber - OnOff/OnOff - OnOff/ForcedOff - ACBasicFunc/CoolAirDirectionUpDown - ACBasicFunc/CoolFanSpeed - ACBasicFunc/CoolSetpoint - ACBasicFunc/ElementSign - ACBasicFunc/FilterSign - ACBasicFunc/ForcedThermo - ACBasicFunc/HeatAirDirectionUpDown - ACBasicFunc/HeatFanSpeed - ACBasicFunc/HeatSetpoint - ACBasicFunc/OperatingMode - ACBasicFunc/SetpointInternalShift - ControllerControl/RCGroupModeParentChildSetting - ControllerControl/RCOnOffProhibition - ControllerControl/RCOpModeProhibition - ControllerControl/RCSetpointProhibition
- IndoorEnvironment/RoomTempMode - IndoorEnvironment/DischargeTemp - IndoorEnvironment/RoomTempMode - IndoorEnvironment/RCTemp - IndoorEnvironment/SuctionTemp - IndoorControl/2Step - IndoorControl/GasDeficit - IndoorControl/ThermoStep - IndoorControl/ThermoState - IndoorControl/ControlledTemp - IndoorControl/DefrostHotStart - IndoorControl/HeatPumpCycleMode - IndoorControl/FreezePreventionControl - IndoorControl/CapacityUp - IndoorControl/CapacityUpDown - IndoorControl/CapacityUpDownSignal - IndoorControl/ChangeoverOption - IndoorControl/OutdoorCompressorState - IndoorHeatExchanger[1]/GasPipeTemp - IndoorHeatExchanger[1]/LiquidPipeTemp - MainMotorOperatedValve[1]/TargetPulseConverted2000 - IndoorFanMotor[1]/OnOff - IndoorFanMotor[1]/FanStep - Heater[1]/OnOff
| Data output(Hourly data) | Yes | Available data: - HourlyCoolOperatingTime - HourlyDryOperatingTime - HourlyFanOperatingTime - HourlyHeatOperatingTime - HourlyIntegratedOperatingTime - IndoorHeatExchanger_LiquidPipeTemp_MAX - Indoor_IntegratedThermoOnTime - Indoor_LiquidPipeTemp_AVE - Indoor_MotorOperatedValve_AVE - Indoor_ThermoOnOffCount - OnOffCount - RCTemp_AVE - RCTemp_MAX - RCTemp_MIN - RHJudgmentValue1 - RHJudgmentValue2 - RHJudgmentValue3 - RoomTemp_AVE - RoomTemp_MAX - RoomTemp_MIN - Setpoint_AVE - Setpoint_MAX - Setpoint_MIN - SuctionTempInputValue_MAX - SuctionTempInputValue_MIN - SuctionTemp_AVE - TelecommunicationCount - ThermoStep_AVE
Commissioning | Commissioning | Yes | You can finish the commissioning process,but the result of the function checking the match between selected unit and unit infomation informed by DIII is always ‘NG’(failed). The reason being that the generic models do not have a specific model name.

## SA IU
Sky Air indoor units
Red: Update
Compatibility (x is compatible)
Description |  | Model range |  | Model | Ver 202404
Ceiling mounted cassettes | 3x3 | FCAHG-H | FCAHG-HVEB | FCAHG71HVEB | x
|  | FCAHG-H | FCAHG-HVEB | FCAHG100HVEB | x
|  | FCAHG-H | FCAHG-HVEB | FCAHG125HVEB | x
|  | FCAHG-H | FCAHG-HVEB | FCAHG140HVEB | x
|  | FCAHG-G | FCAHG-GVEB | FCAHG100GVEB | x
|  | FCAHG-G | FCAHG-GVEB | FCAHG125GVEB | x
|  | FCAHG-G | FCAHG-GVEB | FCAHG140GVEB | x
|  | FCAHG-G | FCAHG-GVEB | FCAHG71GVEB | x
|  | FCAHG-F | FCAHG-FVEB | FCAHG100FVEB | x
|  | FCAHG-F | FCAHG-FVEB | FCAHG125FVEB | x
|  | FCAHG-F | FCAHG-FVEB | FCAHG140FVEB | x
|  | FCAHG-F | FCAHG-FVEB | FCAHG71FVEB | x
|  | FCAG-B | FCAG-BVEB | FCAG35BVEB | x
|  | FCAG-B | FCAG-BVEB | FCAG50BVEB | x
|  | FCAG-B | FCAG-BVEB | FCAG60BVEB | x
|  | FCAG-B | FCAG-BVEB | FCAG71BVEB | x
|  | FCAG-B | FCAG-BVEB | FCAG100BVEB | x
|  | FCAG-B | FCAG-BVEB | FCAG125BVEB | x
|  | FCAG-B | FCAG-BVEB | FCAG140BVEB | x
|  | FCAG-A | FCAG-AVEB | FCAG35AVEB | x
|  | FCAG-A | FCAG-AVEB | FCAG50AVEB | x
|  | FCAG-A | FCAG-AVEB | FCAG60AVEB | x
|  | FCAG-A | FCAG-AVEB | FCAG71AVEB | x
|  | FCAG-A | FCAG-AVEB | FCAG100AVEB | x
|  | FCAG-A | FCAG-AVEB | FCAG125AVEB | x
|  | FCAG-A | FCAG-AVEB | FCAG140AVEB | x
|  | FCQHG-F | FCQHG-FVEB | FCQHG71FVEB | x
|  | FCQHG-F | FCQHG-FVEB | FCQHG100FVEB | x
|  | FCQHG-F | FCQHG-FVEB | FCQHG125FVEB | x
|  | FCQHG-F | FCQHG-FVEB | FCQHG140FVEB | x
|  | FCQG-F | FCQG-FVEB | FCQG35FVEB | x
|  | FCQG-F | FCQG-FVEB | FCQG50FVEB | x
|  | FCQG-F | FCQG-FVEB | FCQG60FVEB | x
|  | FCQG-F | FCQG-FVEB | FCQG71FVEB | x
|  | FCQG-F | FCQG-FVEB | FCQG100FVEB | x
|  | FCQG-F | FCQG-FVEB | FCQG125FVEB | x
|  | FCQG-F | FCQG-FVEB | FCQG140FVEB | x
|  | FCQG-E | FCQG-EVEB | FCQG71EVEB | x
|  | FCQG-E | FCQG-EVEB | FCQG100EVEB | x
|  | FCQG-E | FCQG-EVEB | FCQG125EVEB | x
|  | FCQG-E | FCQG-EVEB | FCQG140EVEB | x
| 2x2 | FFA-A | FFA-A2VEB | FFA25A2VEB | x
|  | FFA-A | FFA-A2VEB | FFA35A2VEB | x
|  | FFA-A | FFA-A2VEB | FFA50A2VEB | x
|  | FFA-A | FFA-A2VEB | FFA60A2VEB | x
|  | FFA-A | FFA-A2VEB9 | FFA25A2VEB9 | x
|  | FFA-A | FFA-A2VEB9 | FFA35A2VEB9 | x
|  | FFA-A | FFA-A2VEB9 | FFA50A2VEB9 | x
|  | FFA-A | FFA-A2VEB9 | FFA60A2VEB9 | x
|  | FFQ-C | FFQ-C2VEB | FFQ25C2VEB | x
|  | FFQ-C | FFQ-C2VEB | FFQ35C2VEB | x
|  | FFQ-C | FFQ-C2VEB | FFQ50C2VEB | x
|  | FFQ-C | FFQ-C2VEB | FFQ60C2VEB | x
|  | ACQ-D | ACQ-DV1 | ACQ71DV1 | N.A. non DIII IU
|  | ACQ-D | ACQ-DV1 | ACQ100DV1 | N.A. non DIII IU
|  | ACQ-D | ACQ-DV1 | ACQ125DV1 | N.A. non DIII IU
|  | ACQ-D | ACQ-DV1 | ACQ140DV1 | N.A. non DIII IU
|  | ACQ-C | ACQ-CV1 | ACQ71CV1 | N.A. non DIII IU
|  | ACQ-C | ACQ-CV1 | ACQ100CV1 | N.A. non DIII IU
|  | ACQ-C | ACQ-CV1 | ACQ125CV1 | N.A. non DIII IU
|  | ACQ-B | ACQ-BV1 | ACQ71BV1 | N.A. non DIII IU
|  | ACQ-B | ACQ-BV1 | ACQ100BV1 | N.A. non DIII IU
|  | ACQ-B | ACQ-BV1 | ACQ125BV1 | N.A. non DIII IU
|  | ACQ-A | ACQ-AV1 | ACQ71AV1 | N.A. non DIII IU
|  | ACQ-A | ACQ-AV1 | ACQ100AV1 | N.A. non DIII IU
|  | ACQ-A | ACQ-AV1 | ACQ125AV1 | N.A. non DIII IU
Concealed ceiling units (Duct) |  | FDXS-F | FDXS-F2VEB9 | FDXS50F2VEB9 | x
|  | FDXS-F | FDXS-F2VEB | FDXS25F2VEB | x
|  | FDXS-F | FDXS-F2VEB | FDXS35F2VEB | x
|  | FDXS-F | FDXS-F2VEB | FDXS50F2VEB | x
|  | FDXS-F | FDXS-F2VEB | FDXS60F2VEB | x
|  | FDXM-F | FDXM-F3V1B9 | FDXM25F3V1B9 | x
|  | FDXM-F | FDXM-F3V1B9 | FDXM35F3V1B9 | x
|  | FDXM-F | FDXM-F3V1B9 | FDXM50F3V1B9 | x
|  | FDXM-F | FDXM-F3V1B9 | FDXM60F3V1B9 | x
|  | FDA-A | FDA-A5VEB | FDA125A5VEB | x
|  | FDA-A | FDA-A5VEB | FDA200AXVEB | x
|  | FDA-A | FDA-A5VEB | FDA250AXVEB | x
|  | FDQ-P | FDQ-PY1 | FDQ16PY1 | x
|  | FDQ-P | FDQ-PY1 | FDQ20PY1 | x
|  | FDQ-P | FDQ-PYL | FDQ16PYL | x
|  | FDQ-P | FDQ-PYL | FDQ20PYL | x
|  | FDQ-C | FDQ-C5VEB | FDQ125C5VEB | x
|  | FDQ-C | FDQ-C7VEB | FDQ125C7VEB | x
|  | FDQ-B | FDQ-B8V3B9 | FDQ125B8V3B9 | x
|  | FDQ-B | FDQ-B8V3B9 | FDQ200B8V3B9 | x
|  | FDQ-B | FDQ-B8V3B9 | FDQ250B8V3B9 | x
|  | FDBQ-B | FDBQ-B5V1 | FDBQ25B5V1 | x
|  | FDBQ-B | FDBQ-B8V1 | FDBQ25B8V1 | x
|  | FBA-A | FBA-A2VEB | FBA35A2VEB | x
|  | FBA-A | FBA-A2VEB | FBA50A2VEB | x
|  | FBA-A | FBA-A2VEB | FBA60A2VEB | x
|  | FBA-A | FBA-A2VEB | FBA71A2VEB | x
|  | FBA-A | FBA-A2VEB | FBA100A2VEB | x
|  | FBA-A | FBA-A2VEB | FBA125A2VEB | x
|  | FBA-A | FBA-A2VEB | FBA140A2VEB | x
|  | FBA-A | FBA-A2VEB9 | FBA35A2VEB9 | x
|  | FBA-A | FBA-A2VEB9 | FBA50A2VEB9 | x
|  | FBA-A | FBA-A2VEB9 | FBA60A2VEB9 | x
|  | FBA-A | FBA-A2VEB9 | FBA71A2VEB9 | x
|  | FBQ-E | FBQ-EVM | FBQ48EAVMK | x
|  | FBQ-E | FBQ-EAVAK | FBQ20EAVAK | x
|  | FBQ-E | FBQ-EAVAK | FBQ24EAVAK | x
|  | FBQ-E | FBQ-EAVAK | FBQ36EAVAK | x
|  | FBQ-E | FBQ-EAVAK | FBQ45EAVAK | x
|  | FBQ-E | FBQ-EAVAK | FBQ48EAVAK | x
|  | FBQ-D | FBQ-D2VEB | FBQ35D2VEB | x
|  | FBQ-D | FBQ-D2VEB | FBQ50D2VEB | x
|  | FBQ-D | FBQ-D2VEB | FBQ60D2VEB | x
|  | FBQ-D | FBQ-D2VEB | FBQ71D2VEB | x
|  | FBQ-D | FBQ-D2VEB | FBQ100D2VEB | x
|  | FBQ-D | FBQ-D2VEB | FBQ125D2VEB | x
|  | FBQ-D | FBQ-D2VEB | FBQ140D2VEB | x
|  | FBQ-D | FBQ-DAVMK | FBQ20DAVMK | x
|  | FBQ-D | FBQ-DAVMK | FBQ24DAVMK | x
|  | FBQ-D | FBQ-DAVMK | FBQ36DAVMK | x
|  | FBQ-D | FBQ-DAVMK | FBQ45DAVMK | x
|  | FBQ-D | FBQ-DAVMK | FBQ48DAVMK | x
|  | FBQ-C | FBQ-C7VEB | FBQ35C7VEB | x
|  | FBQ-C | FBQ-C7VEB | FBQ50C7VEB | x
|  | FBQ-C | FBQ-C7VEB | FBQ60C7VEB | x
|  | FBQ-C | FBQ-C7VEB | FBQ71C7VEB | x
|  | FBQ-C | FBQ-C7VEB | FBQ100C7VEB | x
|  | FBQ-C | FBQ-C7VEB | FBQ125C7VEB | x
|  | FBQ-C | FBQ-C7VEB | FBQ140C7VEB | x
|  | FBQ-C | FBQ-C8VEB | FBQ35C8VEB | x
|  | FBQ-C | FBQ-C8VEB | FBQ50C8VEB | x
|  | FBQ-C | FBQ-C8VEB | FBQ60C8VEB | x
|  | FBQ-C | FBQ-C8VEB | FBQ71C8VEB | x
|  | FBQ-C | FBQ-C8VEB | FBQ100C8VEB | x
|  | FBQ-C | FBQ-C8VEB | FBQ125C8VEB | x
|  | FBQ-C | FBQ-C8VEB | FBQ140C8VEB | x
|  | ADEA-A | ADEA-A2VEB | ADEA35A2VEB | x
|  | ADEA-A | ADEA-A2VEB | ADEA50A2VEB | x
|  | ADEA-A | ADEA-A2VEB | ADEA60A2VEB | x
|  | ADEA-A | ADEA-A2VEB | ADEA71A2VEB | x
|  | ADEA-A | ADEA-A2VEB | ADEA100A2VEB | x
|  | ADEA-A | ADEA-A2VEB | ADEA125A2VEB | x
|  | FDXM-F | FDXM-F2V1B | FDXM25F2V1B | x
|  | FDXM-F | FDXM-F2V1B | FDXM35F2V1B | x
|  | FDXM-F | FDXM-F2V1B | FDXM50F2V1B | x
|  | FDXM-F | FDXM-F2V1B | FDXM60F2V1B | x
|  | ADEQ-C | ADEQ-C2VEB | ADEQ35C2VEB | x
|  | ADEQ-C | ADEQ-C2VEB | ADEQ50C2VEB | x
|  | ADEQ-C | ADEQ-C2VEB | ADEQ60C2VEB | x
|  | ADEQ-C | ADEQ-C2VEB | ADEQ71C2VEB | x
|  | ADEQ-C | ADEQ-C2VEB | ADEQ100C2VEB | x
|  | ADEQ-C | ADEQ-C2VEB | ADEQ125C2VEB | x
|  | ADEQ-B | ADEQ-BV1 | ABQ71BV1 | N.A. non DIII IU
|  | ABQ-C | ABQ-CV1 | ABQ71CV1 | N.A. non DIII IU
|  | ABQ-C | ABQ-CV1 | ABQ100CV1 | N.A. non DIII IU
|  | ABQ-C | ABQ-CV1 | ABQ125CV1 | N.A. non DIII IU
|  | ABQ-C | ABQ-CV1 | ABQ140CV1 | N.A. non DIII IU
|  | ABQ-A | ABQ-AV1 | ABQ71AV1 | N.A. non DIII IU
|  | ABQ-A | ABQ-AV1 | ABQ100AV1 | N.A. non DIII IU
|  | ABQ-A | ABQ-AV1 | ABQ125AV1 | N.A. non DIII IU
|  | ABQ-A | ABQ-AV1 | ABQ140AV1 | N.A. non DIII IU
Wall mounted units |  | FAA-B | FAA-BUV1B | FAA71BUV1B | x
|  | FAA-B | FAA-BUV1B | FAA100BUV1B | x
|  | FAA-A | FAA-AUVEB | FAA71AUVEB | x
|  | FAA-A | FAA-AUVEB | FAA100AUVEB | x
|  | FAQ-C | FAQ-CVEB9 | FAQ71CVEB9 | x
|  | FAQ-C | FAQ-CVEB9 | FAQ100CVEB9 | x
|  | FAQ-C | FAQ-CVEB | FAQ71CVEB | x
|  | FAQ-C | FAQ-CVEB | FAQ100CVEB | x
|  | FAQ-B | FAQ-BVV1B | FAQ71BVV1B | x
|  | FAQ-B | FAQ-BVV1B | FAQ100BVV1B | x
|  | CTXM-N | CTXM-N2V1B | CTXM15N2V1B | N.A. non DIII IU
|  | FTXM-N | FTXM-N2V1B | FTXM20N2V1B | N.A. non DIII IU
|  | FTXM-N | FTXM-N2V1B | FTXM25N2V1B | N.A. non DIII IU
|  | FTXM-N | FTXM-N2V1B | FTXM35N2V1B | N.A. non DIII IU
|  | FTXM-N | FTXM-N2V1B | FTXM42N2V1B | N.A. non DIII IU
|  | FTXM-N | FTXM-N2V1B | FTXM50N2V1B | N.A. non DIII IU
|  | FTXM-N | FTXM-N2V1B | FTXM60N2V1B | N.A. non DIII IU
|  | FTXM-N | FTXM-N2V1B | FTXM71N2V1B | N.A. non DIII IU
|  | ATXM-N | ATXM-N2V1B | ATXM20N2V1B | N.A. non DIII IU
|  | ATXM-N | ATXM-N2V1B | ATXM25N2V1B | N.A. non DIII IU
|  | ATXM-N | ATXM-N2V1B | ATXM35N2V1B | N.A. non DIII IU
|  | ATXM-N | ATXM-N2V1B | ATXM50N2V1B | N.A. non DIII IU
Ceiling suspended units |  | FHA-A | FHA-AVEB | FHA35AVEB | x
|  | FHA-A | FHA-AVEB | FHA50AVEB | x
|  | FHA-A | FHA-AVEB | FHA60AVEB | x
|  | FHA-A | FHA-AVEB | FHA71AVEB | x
|  | FHA-A | FHA-AVEB | FHA100AVEB | x
|  | FHA-A | FHA-AVEB | FHA125AVEB | x
|  | FHA-A | FHA-AVEB | FHA140AVEB | x
|  | FHA-A | FHA-AVEB9 | FHA35AVEB9 | x
|  | FHA-A | FHA-AVEB9 | FHA50AVEB9 | x
|  | FHA-A | FHA-AVEB9 | FHA60AVEB9 | x
|  | FHA-A | FHA-AVEB9 | FHA71AVEB9 | x
|  | FHA-A | FHA-AVEB9 | FHA100AVEB9 | x
|  | FHA-A | FHA-AVEB9 | FHA125AVEB9 | x
|  | FHA-A | FHA-AVEB9 | FHA140AVEB9 | x
|  | FHA-A | FHA-AVEB99 | FHA35AVEB99 | x
|  | FHA-A | FHA-AVEB99 | FHA50AVEB99 | x
|  | FHA-A | FHA-AVEB99 | FHA60AVEB99 | x
|  | FHA-A | FHA-AVEB99 | FHA71AVEB99 | x
|  | FHQG-C | FHQG-CVEB | FHQG71CVEB | x
|  | FHQG-C | FHQG-CVEB | FHQG100CVEB | x
|  | FHQG-C | FHQG-CVEB | FHQG125CVEB | x
|  | FHQG-C | FHQG-CVEB | FHQG140CVEB | x
|  | FHQ-C | FHQ-CBVEB | FHQ35CBVEB | x
|  | FHQ-C | FHQ-CBVEB | FHQ50CBVEB | x
|  | FHQ-C | FHQ-CBVEB | FHQ60CBVEB | x
|  | FHQ-C | FHQ-CBVEB | FHQ71CBVEB | x
|  | FHQ-C | FHQ-CBVEB | FHQ100CBVEB | x
|  | FHQ-C | FHQ-CBVEB | FHQ125CBVEB | x
|  | FHQ-C | FHQ-CBVEB | FHQ140CBVEB | x
|  | FHQ-C | FHQ-CAVEB | FHQ35CAVEB | x
|  | FHQ-C | FHQ-CAVEB | FHQ50CAVEB | x
|  | FHQ-C | FHQ-CAVEB | FHQ60CAVEB | x
|  | FHQ-C | FHQ-CAVEB | FHQ71CAVEB | x
|  | FHQ-C | FHQ-CAVEB | FHQ100CAVEB | x
|  | FHQ-C | FHQ-CAVEB | FHQ125CAVEB | x
|  | FHQ-C | FHQ-CAVEB | FHQ140CAVEB | x
|  | FUA-A | FUA-AVEB | FUA71AVEB | x
|  | FUA-A | FUA-AVEB | FUA100AVEB | x
|  | FUA-A | FUA-AVEB | FUA125AVEB | x
|  | FUA-A | FUA-AVEB9 | FUA71AVEB9 | x
|  | FUA-A | FUA-AVEB9 | FUA100AVEB9 | x
|  | FUA-A | FUA-AVEB9 | FUA125AVEB9 | x
|  | FUQ-C | FUQ-CVEB | FUQ71CVEB | x
|  | FUQ-C | FUQ-CVEB | FUQ100CVEB | x
|  | FUQ-C | FUQ-CVEB | FUQ125CVEB | x
|  | AHQ-C | AHQ-CV1 | AHQ71CV1 | N.A. non DIII IU
|  | AHQ-C | AHQ-CV1 | AHQ100CV1 | N.A. non DIII IU
|  | AHQ-C | AHQ-CV1 | AHQ125CV1 | N.A. non DIII IU
|  | AHQ-C | AHQ-CV1 | AHQ140CV1 | N.A. non DIII IU
|  | AHQ-A | AHQ-AV1 | AHQ71AV1 | N.A. non DIII IU
|  | AHQ-A | AHQ-AV1 | AHQ100AV1 | N.A. non DIII IU
|  | AHQ-A | AHQ-AV1 | AHQ125AV1 | N.A. non DIII IU
|  | AHQ-A | AHQ-AV1 | AHQ140AV1 | N.A. non DIII IU
Floor standing units |  | FVA-A | FVA-AVEB | FVA71AMVEB | x
|  | FVA-A | FVA-AVEB | FVA100AMVEB | x
|  | FVA-A | FVA-AVEB | FVA125AMVEB | x
|  | FVA-A | FVA-AVEB | FVA140AMVEB | x
|  | FVQ-C | FVQ-CVEB | FVQ71CVEB | x
|  | FVQ-C | FVQ-CVEB | FVQ100CVEB | x
|  | FVQ-C | FVQ-CVEB | FVQ125CVEB | x
|  | FVQ-C | FVQ-CVEB | FVQ140CVEB | x
|  | FVQ-B | FVQ-BV1B | FVQ71BV1B | x
|  | FVQ-B | FVQ-BV1B | FVQ100BV1B | x
|  | FVQ-B | FVQ-BV1B | FVQ125BV1B | x
Concealed floor sntanding units |  | FNA-A | FNA-A2VEB | FNA25A2VEB | x
|  | FNA-A | FNA-A2VEB | FNA35A2VEB | x
|  | FNA-A | FNA-A2VEB | FNA50A2VEB | x
|  | FNA-A | FNA-A2VEB | FNA60A2VEB | x
|  | FNA-A | FNA-A2VEB9 | FNA25A2VEB9 | x
|  | FNA-A | FNA-A2VEB9 | FNA35A2VEB9 | x
|  | FNA-A | FNA-A2VEB9 | FNA50A2VEB9 | x
|  | FNA-A | FNA-A2VEB9 | FNA60A2VEB9 | x
|  | FNQ-A | FNQ-A2VEB | FNQ25A2VEB | x
|  | FNQ-A | FNQ-A2VEB | FNQ35A2VEB | x
|  | FNQ-A | FNQ-A2VEB | FNQ50A2VEB | x
|  | FNQ-A | FNQ-A2VEB | FNQ60A2VEB | x

## Others
Other devices
Red: Update
Compatibility (x is compatible)
Type | Description |  |  | Model range |  | Model | Ver 202411
Air curtain | For VRV | Small | wall mounted | CYVS-DK-F | CYVS-DK-FBC | CYVS100DK80FBC | x
|  |  |  | CYVS-DK-F | CYVS-DK-FBC | CYVS150DK80FBC | x
|  |  |  | CYVS-DK-F | CYVS-DK-FBC | CYVS200DK100FBC | x
|  |  |  | CYVS-DK-F | CYVS-DK-FBC | CYVS250DK140FBC | x
|  |  |  | CYVS-DK-F | CYVS-DK-FSC | CYVS100DK80FSC | x
|  |  |  | CYVS-DK-F | CYVS-DK-FSC | CYVS150DK80FSC | x
|  |  |  | CYVS-DK-F | CYVS-DK-FSC | CYVS200DK100FSC | x
|  |  |  | CYVS-DK-F | CYVS-DK-FSC | CYVS250DK140FSC | x
|  |  | cassette | CYVS-DK-C | CYVS-DK-CBC | CYVS100DK80CBC | x
|  |  |  | CYVS-DK-C | CYVS-DK-CBC | CYVS150DK80CBC | x
|  |  |  | CYVS-DK-C | CYVS-DK-CBC | CYVS200DK100CBC | x
|  |  |  | CYVS-DK-C | CYVS-DK-CBC | CYVS250DK140CBC | x
|  |  |  | CYVS-DK-C | CYVS-DK-CSC | CYVS100DK80CSC | x
|  |  |  | CYVS-DK-C | CYVS-DK-CSC | CYVS150DK80CSC | x
|  |  |  | CYVS-DK-C | CYVS-DK-CSC | CYVS200DK100CSC | x
|  |  |  | CYVS-DK-C | CYVS-DK-CSC | CYVS250DK140CSC | x
|  |  | concealed ceiling | CYVS-DK-R | CYVS-DK-RBC | CYVS100DK80RBC | x
|  |  |  | CYVS-DK-R | CYVS-DK-RBC | CYVS150DK80RBC | x
|  |  |  | CYVS-DK-R | CYVS-DK-RBC | CYVS200DK100RBC | x
|  |  |  | CYVS-DK-R | CYVS-DK-RBC | CYVS250DK140RBC | x
|  |  |  | CYVS-DK-R | CYVS-DK-RSC | CYVS100DK80RSC | x
|  |  |  | CYVS-DK-R | CYVS-DK-RSC | CYVS150DK80RSC | x
|  |  |  | CYVS-DK-R | CYVS-DK-RSC | CYVS200DK100RSC | x
|  |  |  | CYVS-DK-R | CYVS-DK-RSC | CYVS250DK140RSC | x
|  | Medium | wall mounted | CYVM-DK-F | CYVM-DK-FBC | CYVM100DK80FBC | x
|  |  |  | CYVM-DK-F | CYVM-DK-FBC | CYVM150DK80FBC | x
|  |  |  | CYVM-DK-F | CYVM-DK-FBC | CYVM200DK100FBC | x
|  |  |  | CYVM-DK-F | CYVM-DK-FBC | CYVM250DK140FBC | x
|  |  |  | CYVM-DK-F | CYVM-DK-FSC | CYVM100DK80FSC | x
|  |  |  | CYVM-DK-F | CYVM-DK-FSC | CYVM150DK80FSC | x
|  |  |  | CYVM-DK-F | CYVM-DK-FSC | CYVM200DK100FSC | x
|  |  |  | CYVM-DK-F | CYVM-DK-FSC | CYVM250DK140FSC | x
|  |  | cassette | CYVM-DK-C | CYVM-DK-CBC | CYVM100DK80CBC | x
|  |  |  | CYVM-DK-C | CYVM-DK-CBC | CYVM150DK80CBC | x
|  |  |  | CYVM-DK-C | CYVM-DK-CBC | CYVM200DK100CBC | x
|  |  |  | CYVM-DK-C | CYVM-DK-CBC | CYVM250DK140CBC | x
|  |  |  | CYVM-DK-C | CYVM-DK-CSC | CYVM100DK80CSC | x
|  |  |  | CYVM-DK-C | CYVM-DK-CSC | CYVM150DK80CSC | x
|  |  |  | CYVM-DK-C | CYVM-DK-CSC | CYVM200DK100CSC | x
|  |  |  | CYVM-DK-C | CYVM-DK-CSC | CYVM250DK140CSC | x
|  |  | concealed ceiling | CYVM-DK-R | CYVM-DK-RBC | CYVM100DK80RBC | x
|  |  |  | CYVM-DK-R | CYVM-DK-RBC | CYVM150DK80RBC | x
|  |  |  | CYVM-DK-R | CYVM-DK-RBC | CYVM200DK100RBC | x
|  |  |  | CYVM-DK-R | CYVM-DK-RBC | CYVM250DK140RBC | x
|  |  |  | CYVM-DK-R | CYVM-DK-RSC | CYVM100DK80RSC | x
|  |  |  | CYVM-DK-R | CYVM-DK-RSC | CYVM150DK80RSC | x
|  |  |  | CYVM-DK-R | CYVM-DK-RSC | CYVM200DK100RSC | x
|  |  |  | CYVM-DK-R | CYVM-DK-RSC | CYVM250DK140RSC | x
|  | Large | wall mounted | CYVL-DK-F | CYVL-DK-FBC | CYVL100DK125FBC | x
|  |  |  | CYVL-DK-F | CYVL-DK-FBC | CYVL150DK200FBC | x
|  |  |  | CYVL-DK-F | CYVL-DK-FBC | CYVL200DK250FBC | x
|  |  |  | CYVL-DK-F | CYVL-DK-FBC | CYVL250DK250FBC | x
|  |  |  | CYVL-DK-F | CYVL-DK-FSC | CYVL100DK125FSC | x
|  |  |  | CYVL-DK-F | CYVL-DK-FSC | CYVL150DK200FSC | x
|  |  |  | CYVL-DK-F | CYVL-DK-FSC | CYVL200DK250FSC | x
|  |  |  | CYVL-DK-F | CYVL-DK-FSC | CYVL250DK250FSC | x
|  |  | cassette | CYVL-DK-C | CYVL-DK-CBC | CYVL100DK125CBC | x
|  |  |  | CYVL-DK-C | CYVL-DK-CBC | CYVL150DK200CBC | x
|  |  |  | CYVL-DK-C | CYVL-DK-CBC | CYVL200DK250CBC | x
|  |  |  | CYVL-DK-C | CYVL-DK-CBC | CYVL250DK250CBC | x
|  |  |  | CYVL-DK-C | CYVL-DK-CSC | CYVL100DK125CSC | x
|  |  |  | CYVL-DK-C | CYVL-DK-CSC | CYVL150DK200CSC | x
|  |  |  | CYVL-DK-C | CYVL-DK-CSC | CYVL200DK250CSC | x
|  |  |  | CYVL-DK-C | CYVL-DK-CSC | CYVL250DK250CSC | x
|  |  | concealed ceiling | CYVL-DK-R | CYVL-DK-RBC | CYVL100DK125RBC | x
|  |  |  | CYVL-DK-R | CYVL-DK-RBC | CYVL150DK200RBC | x
|  |  |  | CYVL-DK-R | CYVL-DK-RBC | CYVL200DK250RBC | x
|  |  |  | CYVL-DK-R | CYVL-DK-RBC | CYVL250DK250RBC | x
|  |  |  | CYVL-DK-R | CYVL-DK-RSC | CYVL100DK125RSC | x
|  |  |  | CYVL-DK-R | CYVL-DK-RSC | CYVL150DK200RSC | x
|  |  |  | CYVL-DK-R | CYVL-DK-RSC | CYVL200DK250RSC | x
|  |  |  | CYVL-DK-R | CYVL-DK-RSC | CYVL250DK250RSC | x
| for ERQ | Small | wall mounted | CYQS-DK-F | CYQS-DK-FBN | CYQS150DK80FBN | x
|  |  |  | CYQS-DK-F | CYQS-DK-FBN | CYQS200DK100FBN | x
|  |  |  | CYQS-DK-F | CYQS-DK-FBN | CYQS250DK140FBN | x
|  |  |  | CYQS-DK-F | CYQS-DK-FSN | CYQS150DK80FSN | x
|  |  |  | CYQS-DK-F | CYQS-DK-FSN | CYQS200DK100FSN | x
|  |  |  | CYQS-DK-F | CYQS-DK-FSN | CYQS250DK140FSN | x
|  |  | cassette | CYQS-DK-C | CYQS-DK-CBN | CYQS150DK80CBN | x
|  |  |  | CYQS-DK-C | CYQS-DK-CBN | CYQS200DK100CBN | x
|  |  |  | CYQS-DK-C | CYQS-DK-CBN | CYQS250DK140CBN | x
|  |  |  | CYQS-DK-C | CYQS-DK-CSN | CYQS150DK80CSN | x
|  |  |  | CYQS-DK-C | CYQS-DK-CSN | CYQS200DK100CSN | x
|  |  |  | CYQS-DK-C | CYQS-DK-CSN | CYQS250DK140CSN | x
|  |  | concealed ceiling | CYQS-DK-R | CYQS-DK-RBN | CYQS150DK80RBN | x
|  |  |  | CYQS-DK-R | CYQS-DK-RBN | CYQS200DK100RBN | x
|  |  |  | CYQS-DK-R | CYQS-DK-RBN | CYQS250DK140RBN | x
|  |  |  | CYQS-DK-R | CYQS-DK-RSN | CYQS150DK80RSN | x
|  |  |  | CYQS-DK-R | CYQS-DK-RSN | CYQS200DK100RSN | x
|  |  |  | CYQS-DK-R | CYQS-DK-RSN | CYQS250DK140RSN | x
|  | Medium | wall mounted | CYQM-DK-F | CYQM-DK-FBN | CYQM100DK80FBN | x
|  |  |  | CYQM-DK-F | CYQM-DK-FBN | CYQM150DK80FBN | x
|  |  |  | CYQM-DK-F | CYQM-DK-FBN | CYQM200DK100FBN | x
|  |  |  | CYQM-DK-F | CYQM-DK-FBN | CYQM250DK140FBN | x
|  |  |  | CYQM-DK-F | CYQM-DK-FSN | CYQM100DK80FSN | x
|  |  |  | CYQM-DK-F | CYQM-DK-FSN | CYQM150DK80FSN | x
|  |  |  | CYQM-DK-F | CYQM-DK-FSN | CYQM200DK100FSN | x
|  |  |  | CYQM-DK-F | CYQM-DK-FSN | CYQM250DK140FSN | x
|  |  | cassette | CYQM-DK-C | CYQM-DK-CBN | CYQM100DK80CBN | x
|  |  |  | CYQM-DK-C | CYQM-DK-CBN | CYQM150DK80CBN | x
|  |  |  | CYQM-DK-C | CYQM-DK-CBN | CYQM200DK100CBN | x
|  |  |  | CYQM-DK-C | CYQM-DK-CBN | CYQM250DK140CBN | x
|  |  |  | CYQM-DK-C | CYQM-DK-CSN | CYQM100DK80CSN | x
|  |  |  | CYQM-DK-C | CYQM-DK-CSN | CYQM150DK80CSN | x
|  |  |  | CYQM-DK-C | CYQM-DK-CSN | CYQM200DK100CSN | x
|  |  |  | CYQM-DK-C | CYQM-DK-CSN | CYQM250DK140CSN | x
|  |  | concealed ceiling | CYQM-DK-R | CYQM-DK-RBN | CYQM100DK80RBN | x
|  |  |  | CYQM-DK-R | CYQM-DK-RBN | CYQM150DK80RBN | x
|  |  |  | CYQM-DK-R | CYQM-DK-RBN | CYQM200DK100RBN | x
|  |  |  | CYQM-DK-R | CYQM-DK-RBN | CYQM250DK140RBN | x
|  |  |  | CYQM-DK-R | CYQM-DK-RSN | CYQM100DK80RSN | x
|  |  |  | CYQM-DK-R | CYQM-DK-RSN | CYQM150DK80RSN | x
|  |  |  | CYQM-DK-R | CYQM-DK-RSN | CYQM200DK100RSN | x
|  |  |  | CYQM-DK-R | CYQM-DK-RSN | CYQM250DK140RSN | x
|  | Large | wall mounted | CYQL-DK-F | CYQL-DK-FBN | CYQL100DK125FBN | x
|  |  |  | CYQL-DK-F | CYQL-DK-FBN | CYQL150DK200FBN | x
|  |  |  | CYQL-DK-F | CYQL-DK-FBN | CYQL200DK250FBN | x
|  |  |  | CYQL-DK-F | CYQL-DK-FBN | CYQL250DK250FBN | x
|  |  |  | CYQL-DK-F | CYQL-DK-FSN | CYQL100DK125FSN | x
|  |  |  | CYQL-DK-F | CYQL-DK-FSN | CYQL150DK200FSN | x
|  |  |  | CYQL-DK-F | CYQL-DK-FSN | CYQL200DK250FSN | x
|  |  |  | CYQL-DK-F | CYQL-DK-FSN | CYQL250DK250FSN | x
|  |  | cassette | CYQL-DK-C | CYQL-DK-CBN | CYQL100DK125CBN | x
|  |  |  | CYQL-DK-C | CYQL-DK-CBN | CYQL150DK200CBN | x
|  |  |  | CYQL-DK-C | CYQL-DK-CBN | CYQL200DK250CBN | x
|  |  |  | CYQL-DK-C | CYQL-DK-CBN | CYQL250DK250CBN | x
|  |  |  | CYQL-DK-C | CYQL-DK-CSN | CYQL100DK125CSN | x
|  |  |  | CYQL-DK-C | CYQL-DK-CSN | CYQL150DK200CSN | x
|  |  |  | CYQL-DK-C | CYQL-DK-CSN | CYQL200DK250CSN | x
|  |  |  | CYQL-DK-C | CYQL-DK-CSN | CYQL250DK250CSN | x
|  |  | concealed ceiling | CYQL-DK-R | CYQL-DK-RBN | CYQL100DK125RBN | x
|  |  |  | CYQL-DK-R | CYQL-DK-RBN | CYQL150DK200RBN | x
|  |  |  | CYQL-DK-R | CYQL-DK-RBN | CYQL200DK250RBN | x
|  |  |  | CYQL-DK-R | CYQL-DK-RBN | CYQL250DK250RBN | x
|  |  |  | CYQL-DK-R | CYQL-DK-RSN | CYQL100DK125RSN | x
|  |  |  | CYQL-DK-R | CYQL-DK-RSN | CYQL150DK200RSN | x
|  |  |  | CYQL-DK-R | CYQL-DK-RSN | CYQL200DK250RSN | x
|  |  |  | CYQL-DK-R | CYQL-DK-RSN | CYQL250DK250RSN | x
| for VRV and ERQ | Small |  | CYAS-DK- | CYAS-DK-* | CYAS100DK80 | x
|  |  |  | CYAS-DK- | CYAS-DK-* | CYAS150DK80 | x
|  |  |  | CYAS-DK- | CYAS-DK-* | CYAS200DK100 | x
|  |  |  | CYAS-DK- | CYAS-DK-* | CYAS250DK140 | x
|  | Medium |  | CYAM-DK- | CYAM-DK-* | CYAM100DK80 | x
|  |  |  | CYAM-DK- | CYAM-DK-* | CYAM150DK80 | x
|  |  |  | CYAM-DK- | CYAM-DK-* | CYAM200DK100 | x
|  |  |  | CYAM-DK- | CYAM-DK-* | CYAM250DK140 | x
|  | Large |  | CYAL-DK- | CYAL-DK-* | CYAL100DK125 | x
|  |  |  | CYAL-DK- | CYAL-DK-* | CYAL150DK200 | x
|  |  |  | CYAL-DK- | CYAL-DK-* | CYAL200DK250 | x
|  |  |  | CYAL-DK- | CYAL-DK-* | CYAL250DK250 | x
| Old model | Small | wall mounted | CAVS-DK-F | CAVS-DK-FBC | CAVS100DK80FBC | x
|  |  |  | CAVS-DK-F | CAVS-DK-FBC | CAVS150DK80FBC | x
|  |  |  | CAVS-DK-F | CAVS-DK-FBC | CAVS150DK80FBC | x
|  |  |  | CAVS-DK-F | CAVS-DK-FBC | CAVS250DK140FBC | x
|  |  |  | CAVS-DK-F | CAVS-DK-FSC | CAVS100DK80FSC | x
|  |  |  | CAVS-DK-F | CAVS-DK-FSC | CAVS150DK80FSC | x
|  |  |  | CAVS-DK-F | CAVS-DK-FSC | ` | x
|  |  |  | CAVS-DK-F | CAVS-DK-FSC | CAVS250DK140FSC | x
|  |  | cassette | CAVS-DK-C | CAVS-DK-CBC | CAVS100DK80CBC | x
|  |  |  | CAVS-DK-C | CAVS-DK-CBC | CAVS150DK80CBC | x
|  |  |  | CAVS-DK-C | CAVS-DK-CBC | CAVS200DK100CBC | x
|  |  |  | CAVS-DK-C | CAVS-DK-CBC | CAVS250DK140CBC | x
|  |  |  | CAVS-DK-C | CAVS-DK-CSC | CAVS100DK80CSC | x
|  |  |  | CAVS-DK-C | CAVS-DK-CSC | CAVS150DK80CSC | x
|  |  |  | CAVS-DK-C | CAVS-DK-CSC | CAVS200DK100CSC | x
|  |  |  | CAVS-DK-C | CAVS-DK-CSC | CAVS250DK140CSC | x
|  |  | concealed ceiling | CAVS-DK-R | CAVS-DK-RBC | CAVS100DK80RBC | x
|  |  |  | CAVS-DK-R | CAVS-DK-RBC | CAVS150DK80RBC | x
|  |  |  | CAVS-DK-R | CAVS-DK-RBC | CAVS200DK100RBC | x
|  |  |  | CAVS-DK-R | CAVS-DK-RBC | CAVS250DK140RBC | x
|  |  |  | CAVS-DK-R | CAVS-DK-RSC | CAVS100DK80RSC | x
|  |  |  | CAVS-DK-R | CAVS-DK-RSC | CAVS150DK80RSC | x
|  |  |  | CAVS-DK-R | CAVS-DK-RSC | CAVS200DK100RSC | x
|  |  |  | CAVS-DK-R | CAVS-DK-RSC | CAVS250DK140RSC | x
|  | Medium | wall mounted | CAVM-DK-F | CAVM-DK-FBC | CAVM100DK80FBC | x
|  |  |  | CAVM-DK-F | CAVM-DK-FBC | CAVM150DK80FBC | x
|  |  |  | CAVM-DK-F | CAVM-DK-FBC | CAVM200DK100FBC | x
|  |  |  | CAVM-DK-F | CAVM-DK-FBC | CAVM250DK140FBC | x
|  |  |  | CAVM-DK-F | CAVM-DK-FSC | CAVM100DK80FSC | x
|  |  |  | CAVM-DK-F | CAVM-DK-FSC | CAVM150DK80FSC | x
|  |  |  | CAVM-DK-F | CAVM-DK-FSC | CAVM200DK100FSC | x
|  |  |  | CAVM-DK-F | CAVM-DK-FSC | CAVM250DK140FSC | x
|  |  | cassette | CAVM-DK-C | CAVM-DK-CBC | CAVM100DK80CBC | x
|  |  |  | CAVM-DK-C | CAVM-DK-CBC | CAVM150DK80CBC | x
|  |  |  | CAVM-DK-C | CAVM-DK-CBC | CAVM200DK100CBC | x
|  |  |  | CAVM-DK-C | CAVM-DK-CBC | CAVM250DK140CBC | x
|  |  |  | CAVM-DK-C | CAVM-DK-CSC | CAVM100DK80CSC | x
|  |  |  | CAVM-DK-C | CAVM-DK-CSC | CAVM150DK80CSC | x
|  |  |  | CAVM-DK-C | CAVM-DK-CSC | CAVM200DK100CSC | x
|  |  |  | CAVM-DK-C | CAVM-DK-CSC | CAVM250DK140CSC | x
|  |  | concealed ceiling | CAVM-DK-R | CAVM-DK-RBC | CAVM100DK80RBC | x
|  |  |  | CAVM-DK-R | CAVM-DK-RBC | CAVM150DK80RBC | x
|  |  |  | CAVM-DK-R | CAVM-DK-RBC | CAVM200DK100RBC | x
|  |  |  | CAVM-DK-R | CAVM-DK-RBC | CAVM250DK140RBC | x
|  |  |  | CAVM-DK-R | CAVM-DK-RSC | CAVM100DK80RSC | x
|  |  |  | CAVM-DK-R | CAVM-DK-RSC | CAVM150DK80RSC | x
|  |  |  | CAVM-DK-R | CAVM-DK-RSC | CAVM200DK100RSC | x
|  |  |  | CAVM-DK-R | CAVM-DK-RSC | CAVM250DK140RSC | x
|  | Large | wall mounted | CAVL-DK-F | CAVL-DK-FBC | CAVL100DK125FBC | x
|  |  |  | CAVL-DK-F | CAVL-DK-FBC | CAVL150DK200FBC | x
|  |  |  | CAVL-DK-F | CAVL-DK-FBC | CAVL200DK250FBC | x
|  |  |  | CAVL-DK-F | CAVL-DK-FBC | CAVL250DK250FBC | x
|  |  |  | CAVL-DK-F | CAVL-DK-FSC | CAVL100DK125FSC | x
|  |  |  | CAVL-DK-F | CAVL-DK-FSC | CAVL150DK200FSC | x
|  |  |  | CAVL-DK-F | CAVL-DK-FSC | CAVL200DK250FSC | x
|  |  |  | CAVL-DK-F | CAVL-DK-FSC | CAVL250DK250FSC | x
|  |  | cassette | CAVL-DK-C | CAVL-DK-CBC | CAVL100DK125CBC | x
|  |  |  | CAVL-DK-C | CAVL-DK-CBC | CAVL150DK200CBC | x
|  |  |  | CAVL-DK-C | CAVL-DK-CBC | CAVL200DK250CBC | x
|  |  |  | CAVL-DK-C | CAVL-DK-CBC | CAVL250DK250CBC | x
|  |  |  | CAVL-DK-C | CAVL-DK-CSC | CAVL100DK125CSC | x
|  |  |  | CAVL-DK-C | CAVL-DK-CSC | CAVL150DK200CSC | x
|  |  |  | CAVL-DK-C | CAVL-DK-CSC | CAVL200DK250CSC | x
|  |  |  | CAVL-DK-C | CAVL-DK-CSC | CAVL250DK250CSC | x
|  |  | concealed ceiling | CAVL-DK-R | CAVL-DK-RBC | CAVL100DK125RBC | x
|  |  |  | CAVL-DK-R | CAVL-DK-RBC | CAVL150DK200RBC | x
|  |  |  | CAVL-DK-R | CAVL-DK-RBC | CAVL200DK250RBC | x
|  |  |  | CAVL-DK-R | CAVL-DK-RBC | CAVL250DK250RBC | x
|  |  |  | CAVL-DK-R | CAVL-DK-RSC | CAVL100DK125RSC | x
|  |  |  | CAVL-DK-R | CAVL-DK-RSC | CAVL150DK200RSC | x
|  |  |  | CAVL-DK-R | CAVL-DK-RSC | CAVL200DK250RSC | x
|  |  |  | CAVL-DK-R | CAVL-DK-RSC | CAVL250DK250RSC | x
|  | Xlarge | wall mounted | CAVXL-DK-F | CAVXL-DK-FBC | CAVXL100DK125FBC | x
|  |  |  | CAVXL-DK-F | CAVXL-DK-FBC | CAVXL150DK200FBC | x
|  |  |  | CAVXL-DK-F | CAVXL-DK-FBC | CAVXL200DK250FBC | x
|  |  |  | CAVXL-DK-F | CAVXL-DK-FBC | CAVXL250DK250FBC | x
|  |  |  | CAVXL-DK-F | CAVXL-DK-FSC | CAVXL100DK125FSC | x
|  |  |  | CAVXL-DK-F | CAVXL-DK-FSC | CAVXL150DK200FSC | x
|  |  |  | CAVXL-DK-F | CAVXL-DK-FSC | CAVXL200DK250FSC | x
|  |  |  | CAVXL-DK-F | CAVXL-DK-FSC | CAVXL250DK250FSC | x
|  |  | cassette | CAVXL-DK-C | CAVXL-DK-CBC | CAVXL100DK125CBC | x
|  |  |  | CAVXL-DK-C | CAVXL-DK-CBC | CAVXL150DK200CBC | x
|  |  |  | CAVXL-DK-C | CAVXL-DK-CBC | CAVXL200DK250CBC | x
|  |  |  | CAVXL-DK-C | CAVXL-DK-CBC | CAVXL250DK250CBC | x
|  |  |  | CAVXL-DK-C | CAVXL-DK-CSC | CAVXL100DK125CSC | x
|  |  |  | CAVXL-DK-C | CAVXL-DK-CSC | CAVXL150DK200CSC | x
|  |  |  | CAVXL-DK-C | CAVXL-DK-CSC | CAVXL200DK250CSC | x
|  |  |  | CAVXL-DK-C | CAVXL-DK-CSC | CAVXL250DK250CSC | x
|  |  | concealed ceiling | CAVXL-DK-R | CAVXL-DK-RBC | CAVXL100DK125RBC | x
|  |  |  | CAVXL-DK-R | CAVXL-DK-RBC | CAVXL150DK200RBC | x
|  |  |  | CAVXL-DK-R | CAVXL-DK-RBC | CAVXL200DK250RBC | x
|  |  |  | CAVXL-DK-R | CAVXL-DK-RBC | CAVXL250DK250RBC | x
|  |  |  | CAVXL-DK-R | CAVXL-DK-RSC | CAVXL100DK125RSC | x
|  |  |  | CAVXL-DK-R | CAVXL-DK-RSC | CAVXL150DK200RSC | x
|  |  |  | CAVXL-DK-R | CAVXL-DK-RSC | CAVXL200DK250RSC | x
|  |  |  | CAVXL-DK-R | CAVXL-DK-RSC | CAVXL250DK250RSC | x
Fun Coil Unit | Round flow cassette |  |  | FWC-B | FWC-B5TV1B | FWC06B5TV1B | x
|  |  |  | FWC-B | FWC-B5TV1B | FWC07B5TV1B | x
|  |  |  | FWC-B | FWC-B5TV1B | FWC08B5TV1B | x
|  |  |  | FWC-B | FWC-B5TV1B | FWC09B5TV1B | x
|  |  |  | FWC-B | FWC-B5FV1B | FWC06B5FV1B | x
|  |  |  | FWC-B | FWC-B5FV1B | FWC07B5FV1B | x
|  |  |  | FWC-B | FWC-B5FV1B | FWC08B5FV1B | x
|  |  |  | FWC-B | FWC-B5FV1B | FWC09B5FV1B | x
| 4-way blow ceiling mounted cassettes |  |  | FWG-A | FWG-AATNMV1 | FWG05AATNMV1 | N.A. non DIII IU
|  |  |  | FWG-A | FWG-AATNMV1 | FWG08AATNMV1 | N.A. non DIII IU
|  |  |  | FWG-A | FWG-AATNMV1 | FWG11AATNMV1 | N.A. non DIII IU
|  |  |  | FWG-A | FWG-AAFNMV1 | FWG05AAFNMV1 | N.A. non DIII IU
|  |  |  | FWG-A | FWG-AAFNMV1 | FWG08AAFNMV1 | N.A. non DIII IU
|  |  |  | FWG-A | FWG-AAFNMV1 | FWG11AAFNMV1 | N.A. non DIII IU
|  |  |  | FWF-C | FWF-CATNMV1 | FWF02CATNMV1 | N.A. non DIII IU
|  |  |  | FWF-C | FWF-CATNMV1 | FWF03CATNMV1 | N.A. non DIII IU
|  |  |  | FWF-C | FWF-CATNMV1 | FWF04CATNMV1 | N.A. non DIII IU
|  |  |  | FWF-B | FWF-B5TV1B | FWF02B5TV1B | N.A. non DIII IU
|  |  |  | FWF-B | FWF-B5TV1B | FWF03B5TV1B | N.A. non DIII IU
|  |  |  | FWF-B | FWF-B5TV1B | FWF04B5TV1B | N.A. non DIII IU
|  |  |  | FWF-B | FWF-B5TV1B | FWF05B5TV1B | N.A. non DIII IU
|  |  |  | FWF-B | FWF-B5FV1B | FWF02B5FV1B | N.A. non DIII IU
|  |  |  | FWF-B | FWF-B5FV1B | FWF03B5FV1B | N.A. non DIII IU
|  |  |  | FWF-B | FWF-B5FV1B | FWF04B5FV1B | N.A. non DIII IU
|  |  |  | FWF-B | FWF-B5FV1B | FWF05B5FV1B | N.A. non DIII IU
| Floor standing units |  |  | FWZ-A | FWZ-AT | FWZ02AT | N.A. non DIII IU
|  |  |  | FWZ-A | FWZ-AT | FWZ03AT | N.A. non DIII IU
|  |  |  | FWZ-A | FWZ-AT | FWZ06AT | N.A. non DIII IU
|  |  |  | FWZ-A | FWZ-AT | FWZ08AT | N.A. non DIII IU
|  |  |  | FWZ-A | FWZ-AF | FWZ02AF | N.A. non DIII IU
|  |  |  | FWZ-A | FWZ-AF | FWZ03AF | N.A. non DIII IU
|  |  |  | FWZ-A | FWZ-AF | FWZ06AF | N.A. non DIII IU
|  |  |  | FWZ-A | FWZ-AF | FWZ08AF | N.A. non DIII IU
|  |  |  | FWV-D | FWV-DAT | FWV01DAT | N.A. non DIII IU
|  |  |  | FWV-D | FWV-DAT | FWV15DAT | N.A. non DIII IU
|  |  |  | FWV-D | FWV-DAT | FWV02DAT | N.A. non DIII IU
|  |  |  | FWV-D | FWV-DAT | FWV25DAT | N.A. non DIII IU
|  |  |  | FWV-D | FWV-DAT | FWV03DAT | N.A. non DIII IU
|  |  |  | FWV-D | FWV-DAT | FWV35DAT | N.A. non DIII IU
|  |  |  | FWV-D | FWV-DAT | FWV04DAT | N.A. non DIII IU
|  |  |  | FWV-D | FWV-DAT | FWV06DAT | N.A. non DIII IU
|  |  |  | FWV-D | FWV-DAT | FWV08DAT | N.A. non DIII IU
|  |  |  | FWV-D | FWV-DAT | FWV10DAT | N.A. non DIII IU
|  |  |  | FWV-D | FWV-DAF | FWV01DAF | N.A. non DIII IU
|  |  |  | FWV-D | FWV-DAF | FWV15DAF | N.A. non DIII IU
|  |  |  | FWV-D | FWV-DAF | FWV02DAF | N.A. non DIII IU
|  |  |  | FWV-D | FWV-DAF | FWV25DAF | N.A. non DIII IU
|  |  |  | FWV-D | FWV-DAF | FWV03DAF | N.A. non DIII IU
|  |  |  | FWV-D | FWV-DAF | FWV35DAF | N.A. non DIII IU
|  |  |  | FWV-D | FWV-DAF | FWV04DAF | N.A. non DIII IU
|  |  |  | FWV-D | FWV-DAF | FWV06DAF | N.A. non DIII IU
|  |  |  | FWV-D | FWV-DAF | FWV08DAF | N.A. non DIII IU
|  |  |  | FWV-D | FWV-DAF | FWV10DAF | N.A. non DIII IU
|  |  |  | FWXV-A | FWXV-A | FWXV15A | N.A. non DIII IU
|  |  |  | FWXV-A | FWXV-A | FWXV20A | N.A. non DIII IU
| Flexi type units |  |  | FWR-A | FWR-AT | FWR02AT | N.A. non DIII IU
|  |  |  | FWR-A | FWR-AT | FWR03AT | N.A. non DIII IU
|  |  |  | FWR-A | FWR-AT | FWR06AT | N.A. non DIII IU
|  |  |  | FWR-A | FWR-AT | FWR08AT | N.A. non DIII IU
|  |  |  | FWR-A | FWR-AF | FWR02AF | N.A. non DIII IU
|  |  |  | FWR-A | FWR-AF | FWR03AF | N.A. non DIII IU
|  |  |  | FWR-A | FWR-AF | FWR06AF | N.A. non DIII IU
|  |  |  | FWR-A | FWR-AF | FWR08AF | N.A. non DIII IU
|  |  |  | FWL-D | FWL-DAT | FWL01DAT | N.A. non DIII IU
|  |  |  | FWL-D | FWL-DAT | FWL15DAT | N.A. non DIII IU
|  |  |  | FWL-D | FWL-DAT | FWL02DAT | N.A. non DIII IU
|  |  |  | FWL-D | FWL-DAT | FWL25DAT | N.A. non DIII IU
|  |  |  | FWL-D | FWL-DAT | FWL03DAT | N.A. non DIII IU
|  |  |  | FWL-D | FWL-DAT | FWL35DAT | N.A. non DIII IU
|  |  |  | FWL-D | FWL-DAT | FWL04DAT | N.A. non DIII IU
|  |  |  | FWL-D | FWL-DAT | FWL06DAT | N.A. non DIII IU
|  |  |  | FWL-D | FWL-DAT | FWL08DAT | N.A. non DIII IU
|  |  |  | FWL-D | FWL-DAT | FWL10DAT | N.A. non DIII IU
|  |  |  | FWL-D | FWL-DAF | FWL01DAF | N.A. non DIII IU
|  |  |  | FWL-D | FWL-DAF | FWL15DAF | N.A. non DIII IU
|  |  |  | FWL-D | FWL-DAF | FWL02DAF | N.A. non DIII IU
|  |  |  | FWL-D | FWL-DAF | FWL25DAF | N.A. non DIII IU
|  |  |  | FWL-D | FWL-DAF | FWL03DAF | N.A. non DIII IU
|  |  |  | FWL-D | FWL-DAF | FWL35DAF | N.A. non DIII IU
|  |  |  | FWL-D | FWL-DAF | FWL04DAF | N.A. non DIII IU
|  |  |  | FWL-D | FWL-DAF | FWL06DAF | N.A. non DIII IU
|  |  |  | FWL-D | FWL-DAF | FWL08DAF | N.A. non DIII IU
|  |  |  | FWL-D | FWL-DAF | FWL10DAF | N.A. non DIII IU
|  |  |  | FWS-A | FWS-AT | FWS02AT | N.A. non DIII IU
|  |  |  | FWS-A | FWS-AT | FWS03AT | N.A. non DIII IU
|  |  |  | FWS-A | FWS-AT | FWS06AT | N.A. non DIII IU
|  |  |  | FWS-A | FWS-AT | FWS08AT | N.A. non DIII IU
|  |  |  | FWS-A | FWS-AF | FWS02AF | N.A. non DIII IU
|  |  |  | FWS-A | FWS-AF | FWS03AF | N.A. non DIII IU
|  |  |  | FWS-A | FWS-AF | FWS06AF | N.A. non DIII IU
|  |  |  | FWS-A | FWS-AF | FWS08AF | N.A. non DIII IU
|  |  |  | FWM-D | FWM-DAT | FWM01DAT | N.A. non DIII IU
|  |  |  | FWM-D | FWM-DAT | FWM15DAT | N.A. non DIII IU
|  |  |  | FWM-D | FWM-DAT | FWM02DAT | N.A. non DIII IU
|  |  |  | FWM-D | FWM-DAT | FWM25DAT | N.A. non DIII IU
|  |  |  | FWM-D | FWM-DAT | FWM03DAT | N.A. non DIII IU
|  |  |  | FWM-D | FWM-DAT | FWM35DAT | N.A. non DIII IU
|  |  |  | FWM-D | FWM-DAT | FWM04DAT | N.A. non DIII IU
|  |  |  | FWM-D | FWM-DAT | FWM06DAT | N.A. non DIII IU
|  |  |  | FWM-D | FWM-DAT | FWM08DAT | N.A. non DIII IU
|  |  |  | FWM-D | FWM-DAT | FWM10DAT | N.A. non DIII IU
|  |  |  | FWM-D | FWM-DAF | FWM01DAF | N.A. non DIII IU
|  |  |  | FWM-D | FWM-DAF | FWM15DAF | N.A. non DIII IU
|  |  |  | FWM-D | FWM-DAF | FWM02DAF | N.A. non DIII IU
|  |  |  | FWM-D | FWM-DAF | FWM25DAF | N.A. non DIII IU
|  |  |  | FWM-D | FWM-DAF | FWM03DAF | N.A. non DIII IU
|  |  |  | FWM-D | FWM-DAF | FWM35DAF | N.A. non DIII IU
|  |  |  | FWM-D | FWM-DAF | FWM04DAF | N.A. non DIII IU
|  |  |  | FWM-D | FWM-DAF | FWM06DAF | N.A. non DIII IU
|  |  |  | FWM-D | FWM-DAF | FWM08DAF | N.A. non DIII IU
|  |  |  | FWM-D | FWM-DAF | FWM10DAF | N.A. non DIII IU
| Ducted units |  |  | FWE-C | FWE-CA |  | N.A. non DIII IU
|  |  |  | FWE-C | FWE-C5TV1B | FWE02C5TV1B | N.A. non DIII IU
|  |  |  | FWE-C | FWE-C5TV1B | FWE03C5TV1B | N.A. non DIII IU
|  |  |  | FWE-C | FWE-C5TV1B | FWE04C5TV1B | N.A. non DIII IU
|  |  |  | FWE-C | FWE-C5TV1B | FWE06C5TV1B | N.A. non DIII IU
|  |  |  | FWE-C | FWE-C5TV1B | FWE07C5TV1B | N.A. non DIII IU
|  |  |  | FWE-C | FWE-C5TV1B | FWE08C5TV1B | N.A. non DIII IU
|  |  |  | FWE-C | FWE-C5TV1B | FWE10C5TV1B | N.A. non DIII IU
|  |  |  | FWE-C | FWE-C5FV1B | FWE02C5FV1B | N.A. non DIII IU
|  |  |  | FWE-C | FWE-C5FV1B | FWE03C5FV1B | N.A. non DIII IU
|  |  |  | FWE-C | FWE-C5FV1B | FWE04C5FV1B | N.A. non DIII IU
|  |  |  | FWE-C | FWE-C5FV1B | FWE06C5FV1B | N.A. non DIII IU
|  |  |  | FWE-C | FWE-C5FV1B | FWE07C5FV1B | N.A. non DIII IU
|  |  |  | FWE-C | FWE-C5FV1B | FWE08C5FV1B | N.A. non DIII IU
|  |  |  | FWE-C | FWE-C5FV1B | FWE10C5FV1B | N.A. non DIII IU
|  |  |  | FWE-D | FWE-DAFN5V1L | FWE03DAFN5V1L | N.A. non DIII IU
|  |  |  | FWE-D | FWE-DAFN5V1L | FWE04DAFN5V1L | N.A. non DIII IU
|  |  |  | FWE-D | FWE-DAFN5V1L | FWE05DAFN5V1L | N.A. non DIII IU
|  |  |  | FWE-D | FWE-DAFN5V1L | FWE06DAFN5V1L | N.A. non DIII IU
|  |  |  | FWE-D | FWE-DAFN5V1L | FWE07DAFN5V1L | N.A. non DIII IU
|  |  |  | FWE-D | FWE-DAFN5V1L | FWE08DAFN5V1L | N.A. non DIII IU
|  |  |  | FWE-D | FWE-DAFN5V1L | FWE10DAFN5V1L | N.A. non DIII IU
|  |  |  | FWE-D | FWE-DAFN5V1L | FWE11DAFN5V1L | N.A. non DIII IU
|  |  |  | FWE-D | FWE-DAFN5V1R | FWE03DAFN5V1R | N.A. non DIII IU
|  |  |  | FWE-D | FWE-DAFN5V1R | FWE04DAFN5V1R | N.A. non DIII IU
|  |  |  | FWE-D | FWE-DAFN5V1R | FWE05DAFN5V1R | N.A. non DIII IU
|  |  |  | FWE-D | FWE-DAFN5V1R | FWE06DAFN5V1R | N.A. non DIII IU
|  |  |  | FWE-D | FWE-DAFN5V1R | FWE07DAFN5V1R | N.A. non DIII IU
|  |  |  | FWE-D | FWE-DAFN5V1R | FWE08DAFN5V1R | N.A. non DIII IU
|  |  |  | FWE-D | FWE-DAFN5V1R | FWE10DAFN5V1R | N.A. non DIII IU
|  |  |  | FWE-D | FWE-DAFN5V1R | FWE11DAFN5V1R | N.A. non DIII IU
|  |  |  | FWE-D | FWE-DAFT5V1L | FWE03DAFT5V1L | N.A. non DIII IU
|  |  |  | FWE-D | FWE-DAFT5V1L | FWE04DAFT5V1L | N.A. non DIII IU
|  |  |  | FWE-D | FWE-DAFT5V1L | FWE05DAFT5V1L | N.A. non DIII IU
|  |  |  | FWE-D | FWE-DAFT5V1L | FWE06DAFT5V1L | N.A. non DIII IU
|  |  |  | FWE-D | FWE-DAFT5V1L | FWE07DAFT5V1L | N.A. non DIII IU
|  |  |  | FWE-D | FWE-DAFT5V1L | FWE08DAFT5V1L | N.A. non DIII IU
|  |  |  | FWE-D | FWE-DAFT5V1L | FWE10DAFT5V1L | N.A. non DIII IU
|  |  |  | FWE-D | FWE-DAFT5V1L | FWE11DAFT5V1L | N.A. non DIII IU
|  |  |  | FWE-D | FWE-DAFT5V1R | FWE03DAFT5V1R | N.A. non DIII IU
|  |  |  | FWE-D | FWE-DAFT5V1R | FWE04DAFT5V1R | N.A. non DIII IU
|  |  |  | FWE-D | FWE-DAFT5V1R | FWE05DAFT5V1R | N.A. non DIII IU
|  |  |  | FWE-D | FWE-DAFT5V1R | FWE06DAFT5V1R | N.A. non DIII IU
|  |  |  | FWE-D | FWE-DAFT5V1R | FWE07DAFT5V1R | N.A. non DIII IU
|  |  |  | FWE-D | FWE-DAFT5V1R | FWE08DAFT5V1R | N.A. non DIII IU
|  |  |  | FWE-D | FWE-DAFT5V1R | FWE10DAFT5V1R | N.A. non DIII IU
|  |  |  | FWE-D | FWE-DAFT5V1R | FWE11DAFT5V1R | N.A. non DIII IU
|  |  |  | FWE-D | FWE-DAFV5V1L | FWE03DAFV5V1L | N.A. non DIII IU
|  |  |  | FWE-D | FWE-DAFV5V1L | FWE04DAFV5V1L | N.A. non DIII IU
|  |  |  | FWE-D | FWE-DAFV5V1L | FWE05DAFV5V1L | N.A. non DIII IU
|  |  |  | FWE-D | FWE-DAFV5V1L | FWE06DAFV5V1L | N.A. non DIII IU
|  |  |  | FWE-D | FWE-DAFV5V1L | FWE07DAFV5V1L | N.A. non DIII IU
|  |  |  | FWE-D | FWE-DAFV5V1L | FWE08DAFV5V1L | N.A. non DIII IU
|  |  |  | FWE-D | FWE-DAFV5V1L | FWE10DAFV5V1L | N.A. non DIII IU
|  |  |  | FWE-D | FWE-DAFV5V1L | FWE11DAFV5V1L | N.A. non DIII IU
|  |  |  | FWE-D | FWE-DAFV5V1R | FWE03DAFV5V1R | N.A. non DIII IU
|  |  |  | FWE-D | FWE-DAFV5V1R | FWE04DAFV5V1R | N.A. non DIII IU
|  |  |  | FWE-D | FWE-DAFV5V1R | FWE05DAFV5V1R | N.A. non DIII IU
|  |  |  | FWE-D | FWE-DAFV5V1R | FWE06DAFV5V1R | N.A. non DIII IU
|  |  |  | FWE-D | FWE-DAFV5V1R | FWE07DAFV5V1R | N.A. non DIII IU
|  |  |  | FWE-D | FWE-DAFV5V1R | FWE08DAFV5V1R | N.A. non DIII IU
|  |  |  | FWE-D | FWE-DAFV5V1R | FWE10DAFV5V1R | N.A. non DIII IU
|  |  |  | FWE-D | FWE-DAFV5V1R | FWE11DAFV5V1R | N.A. non DIII IU
|  |  |  | FWE-D | FWE-DATN5V1L | FWE03DATN5V1L | N.A. non DIII IU
|  |  |  | FWE-D | FWE-DATN5V1L | FWE04DATN5V1L | N.A. non DIII IU
|  |  |  | FWE-D | FWE-DATN5V1L | FWE05DATN5V1L | N.A. non DIII IU
|  |  |  | FWE-D | FWE-DATN5V1L | FWE06DATN5V1L | N.A. non DIII IU
|  |  |  | FWE-D | FWE-DATN5V1L | FWE07DATN5V1L | N.A. non DIII IU
|  |  |  | FWE-D | FWE-DATN5V1L | FWE08DATN5V1L | N.A. non DIII IU
|  |  |  | FWE-D | FWE-DATN5V1L | FWE10DATN5V1L | N.A. non DIII IU
|  |  |  | FWE-D | FWE-DATN5V1L | FWE11DATN5V1L | N.A. non DIII IU
|  |  |  | FWE-D | FWE-DATN5V1R | FWE03DATN5V1R | N.A. non DIII IU
|  |  |  | FWE-D | FWE-DATN5V1R | FWE04DATN5V1R | N.A. non DIII IU
|  |  |  | FWE-D | FWE-DATN5V1R | FWE05DATN5V1R | N.A. non DIII IU
|  |  |  | FWE-D | FWE-DATN5V1R | FWE06DATN5V1R | N.A. non DIII IU
|  |  |  | FWE-D | FWE-DATN5V1R | FWE07DATN5V1R | N.A. non DIII IU
|  |  |  | FWE-D | FWE-DATN5V1R | FWE08DATN5V1R | N.A. non DIII IU
|  |  |  | FWE-D | FWE-DATN5V1R | FWE10DATN5V1R | N.A. non DIII IU
|  |  |  | FWE-D | FWE-DATN5V1R | FWE11DATN5V1R | N.A. non DIII IU
|  |  |  | FWE-D | FWE-DATT5V1L | FWE03DATT5V1L | N.A. non DIII IU
|  |  |  | FWE-D | FWE-DATT5V1L | FWE04DATT5V1L | N.A. non DIII IU
|  |  |  | FWE-D | FWE-DATT5V1L | FWE05DATT5V1L | N.A. non DIII IU
|  |  |  | FWE-D | FWE-DATT5V1L | FWE06DATT5V1L | N.A. non DIII IU
|  |  |  | FWE-D | FWE-DATT5V1L | FWE07DATT5V1L | N.A. non DIII IU
|  |  |  | FWE-D | FWE-DATT5V1L | FWE08DATT5V1L | N.A. non DIII IU
|  |  |  | FWE-D | FWE-DATT5V1L | FWE10DATT5V1L | N.A. non DIII IU
|  |  |  | FWE-D | FWE-DATT5V1L | FWE11DATT5V1L | N.A. non DIII IU
|  |  |  | FWE-D | FWE-DATT5V1R | FWE03DATT5V1R | N.A. non DIII IU
|  |  |  | FWE-D | FWE-DATT5V1R | FWE04DATT5V1R | N.A. non DIII IU
|  |  |  | FWE-D | FWE-DATT5V1R | FWE05DATT5V1R | N.A. non DIII IU
|  |  |  | FWE-D | FWE-DATT5V1R | FWE06DATT5V1R | N.A. non DIII IU
|  |  |  | FWE-D | FWE-DATT5V1R | FWE07DATT5V1R | N.A. non DIII IU
|  |  |  | FWE-D | FWE-DATT5V1R | FWE08DATT5V1R | N.A. non DIII IU
|  |  |  | FWE-D | FWE-DATT5V1R | FWE10DATT5V1R | N.A. non DIII IU
|  |  |  | FWE-D | FWE-DATT5V1R | FWE11DATT5V1R | N.A. non DIII IU
|  |  |  | FWE-D | FWE-DATV5V1L | FWE03DATV5V1L | N.A. non DIII IU
|  |  |  | FWE-D | FWE-DATV5V1L | FWE04DATV5V1L | N.A. non DIII IU
|  |  |  | FWE-D | FWE-DATV5V1L | FWE05DATV5V1L | N.A. non DIII IU
|  |  |  | FWE-D | FWE-DATV5V1L | FWE06DATV5V1L | N.A. non DIII IU
|  |  |  | FWE-D | FWE-DATV5V1L | FWE07DATV5V1L | N.A. non DIII IU
|  |  |  | FWE-D | FWE-DATV5V1L | FWE08DATV5V1L | N.A. non DIII IU
|  |  |  | FWE-D | FWE-DATV5V1L | FWE10DATV5V1L | N.A. non DIII IU
|  |  |  | FWE-D | FWE-DATV5V1L | FWE11DATV5V1L | N.A. non DIII IU
|  |  |  | FWE-D | FWE-DATV5V1R | FWE03DATV5V1R | N.A. non DIII IU
|  |  |  | FWE-D | FWE-DATV5V1R | FWE04DATV5V1R | N.A. non DIII IU
|  |  |  | FWE-D | FWE-DATV5V1R | FWE05DATV5V1R | N.A. non DIII IU
|  |  |  | FWE-D | FWE-DATV5V1R | FWE06DATV5V1R | N.A. non DIII IU
|  |  |  | FWE-D | FWE-DATV5V1R | FWE07DATV5V1R | N.A. non DIII IU
|  |  |  | FWE-D | FWE-DATV5V1R | FWE08DATV5V1R | N.A. non DIII IU
|  |  |  | FWE-D | FWE-DATV5V1R | FWE10DATV5V1R | N.A. non DIII IU
|  |  |  | FWE-D | FWE-DATV5V1R | FWE11DATV5V1R | N.A. non DIII IU
|  |  |  | FWP-A | FWP-AATN6V3 | FWP02AATN6V3 | N.A. non DIII IU
|  |  |  | FWP-A | FWP-AATN6V3 | FWP03AATN6V3 | N.A. non DIII IU
|  |  |  | FWP-A | FWP-AATN6V3 | FWP04AATN6V3 | N.A. non DIII IU
|  |  |  | FWP-A | FWP-AATN6V3 | FWP05AATN6V3 | N.A. non DIII IU
|  |  |  | FWP-A | FWP-AATN6V3 | FWP06AATN6V3 | N.A. non DIII IU
|  |  |  | FWP-A | FWP-AATN6V3 | FWP07AATN6V3 | N.A. non DIII IU
|  |  |  | FWB-B | FWB-BATN6V3 | FWB02BATN6V3 | N.A. non DIII IU
|  |  |  | FWB-B | FWB-BATN6V3 | FWB03BATN6V3 | N.A. non DIII IU
|  |  |  | FWB-B | FWB-BATN6V3 | FWB04BATN6V3 | N.A. non DIII IU
|  |  |  | FWB-B | FWB-BATN6V3 | FWB05BATN6V3 | N.A. non DIII IU
|  |  |  | FWB-B | FWB-BATN6V3 | FWB06BATN6V3 | N.A. non DIII IU
|  |  |  | FWB-B | FWB-BATN6V3 | FWB07BATN6V3 | N.A. non DIII IU
|  |  |  | FWB-B | FWB-BATN6V3 | FWB08BATN6V3 | N.A. non DIII IU
|  |  |  | FWB-B | FWB-BATN6V3 | FWB09BATN6V3 | N.A. non DIII IU
|  |  |  | FWB-B | FWB-BATN6V3 | FWB10BATN6V3 | N.A. non DIII IU
|  |  |  | FWN-A | FWN-AT | FWN04AT | N.A. non DIII IU
|  |  |  | FWN-A | FWN-AT | FWN05AT | N.A. non DIII IU
|  |  |  | FWN-A | FWN-AT | FWN06AT | N.A. non DIII IU
|  |  |  | FWN-A | FWN-AT | FWN07AT | N.A. non DIII IU
|  |  |  | FWN-A | FWN-AT | FWN08AT | N.A. non DIII IU
|  |  |  | FWN-A | FWN-AT | FWN10AT | N.A. non DIII IU
|  |  |  | FWN-A | FWN-AF | FWN04AF | N.A. non DIII IU
|  |  |  | FWN-A | FWN-AF | FWN05AF | N.A. non DIII IU
|  |  |  | FWN-A | FWN-AF | FWN06AF | N.A. non DIII IU
|  |  |  | FWN-A | FWN-AF | FWN07AF | N.A. non DIII IU
|  |  |  | FWN-A | FWN-AF | FWN08AF | N.A. non DIII IU
|  |  |  | FWN-A | FWN-AF | FWN10AF | N.A. non DIII IU
|  |  |  | FWD-A | FWD-AT | FWD04AT | N.A. non DIII IU
|  |  |  | FWD-A | FWD-AT | FWD06AT | N.A. non DIII IU
|  |  |  | FWD-A | FWD-AT | FWD08AT | N.A. non DIII IU
|  |  |  | FWD-A | FWD-AT | FWD10AT | N.A. non DIII IU
|  |  |  | FWD-A | FWD-AT | FWD12AT | N.A. non DIII IU
|  |  |  | FWD-A | FWD-AT | FWD16AT | N.A. non DIII IU
|  |  |  | FWD-A | FWD-AT | FWD18AT | N.A. non DIII IU
|  |  |  | FWD-A | FWD-AF | FWD04AF | N.A. non DIII IU
|  |  |  | FWD-A | FWD-AF | FWD06AF | N.A. non DIII IU
|  |  |  | FWD-A | FWD-AF | FWD08AF | N.A. non DIII IU
|  |  |  | FWD-A | FWD-AF | FWD10AF | N.A. non DIII IU
|  |  |  | FWD-A | FWD-AF | FWD12AF | N.A. non DIII IU
|  |  |  | FWD-A | FWD-AF | FWD16AF | N.A. non DIII IU
|  |  |  | FWD-A | FWD-AF | FWD18AF | N.A. non DIII IU
|  |  |  | FWD-A | FWD-AATN6V3 | FWD04AATN6V3 | N.A. non DIII IU
|  |  |  | FWD-A | FWD-AATN6V3 | FWD06AATN6V3 | N.A. non DIII IU
|  |  |  | FWD-A | FWD-AATN6V3 | FWD08AATN6V3 | N.A. non DIII IU
|  |  |  | FWD-A | FWD-AATN6V3 | FWD10AATN6V3 | N.A. non DIII IU
|  |  |  | FWD-A | FWD-AATN6V3 | FWD12AATN6V3 | N.A. non DIII IU
|  |  |  | FWD-A | FWD-AATN6V3 | FWD16AATN6V3 | N.A. non DIII IU
|  |  |  | FWD-A | FWD-AATN6V3 | FWD18AATN6V3 | N.A. non DIII IU
|  |  |  | FWD-A | FWD-AAFN6V3 | FWD04AAFN6V3 | N.A. non DIII IU
|  |  |  | FWD-A | FWD-AAFN6V3 | FWD06AAFN6V3 | N.A. non DIII IU
|  |  |  | FWD-A | FWD-AAFN6V3 | FWD08AAFN6V3 | N.A. non DIII IU
|  |  |  | FWD-A | FWD-AAFN6V3 | FWD10AAFN6V3 | N.A. non DIII IU
|  |  |  | FWD-A | FWD-AAFN6V3 | FWD12AAFN6V3 | N.A. non DIII IU
|  |  |  | FWD-A | FWD-AAFN6V3 | FWD16AAFN6V3 | N.A. non DIII IU
|  |  |  | FWD-A | FWD-AAFN6V3 | FWD18AAFN6V3 | N.A. non DIII IU
| Wall mounted units |  |  | FWT-C | FWT-CATNMV1 | FWT02CATNMV1 | N.A. non DIII IU
|  |  |  | FWT-C | FWT-CATNMV1 | FWT03CATNMV1 | N.A. non DIII IU
|  |  |  | FWT-C | FWT-CATNMV1 | FWT04CATNMV1 | N.A. non DIII IU
|  |  |  | FWT-C | FWT-CATNMV1 | FWT05CATNMV1 | N.A. non DIII IU
|  |  |  | FWT-C | FWT-CATNMV1 | FWT06CATNMV1 | N.A. non DIII IU
| Without cabinet |  |  | FWA-A | FWA-AA |  | N.A. non DIII IU
|  |  |  | FWA-A | FWA-A5TV1B | FWA01A5TV1B | N.A. non DIII IU
|  |  |  | FWA-A | FWA-A5TV1B | FWA02A5TV1B | N.A. non DIII IU
|  |  |  | FWA-A | FWA-A5TV1B | FWA03A5TV1B | N.A. non DIII IU
|  |  |  | FWA-A | FWA-A5TV1B | FWA04A5TV1B | N.A. non DIII IU
|  |  |  | FWA-A | FWA-A5TV1B | FWA05A5TV1B | N.A. non DIII IU
|  |  |  | FWA-A | FWA-A5TV1B | FWA06A5TV1B | N.A. non DIII IU
|  |  |  | FWA-A | FWA-A5TV1B | FWA07A5TV1B | N.A. non DIII IU
|  |  |  | FWA-A | FWA-A5TV1B | FWA08A5TV1B | N.A. non DIII IU
|  |  |  | FWA-A | FWA-A5TV1B | FWA10A5TV1B | N.A. non DIII IU
|  |  |  | FWA-A | FWA-A5FV1B | FWA01A5FV1B | N.A. non DIII IU
|  |  |  | FWA-A | FWA-A5FV1B | FWA02A5FV1B | N.A. non DIII IU
|  |  |  | FWA-A | FWA-A5FV1B | FWA03A5FV1B | N.A. non DIII IU
|  |  |  | FWA-A | FWA-A5FV1B | FWA04A5FV1B | N.A. non DIII IU
|  |  |  | FWA-A | FWA-A5FV1B | FWA05A5FV1B | N.A. non DIII IU
|  |  |  | FWA-A | FWA-A5FV1B | FWA06A5FV1B | N.A. non DIII IU
|  |  |  | FWA-A | FWA-A5FV1B | FWA07A5FV1B | N.A. non DIII IU
|  |  |  | FWA-A | FWA-A5FV1B | FWA08A5FV1B | N.A. non DIII IU
|  |  |  | FWA-A | FWA-A5FV1B | FWA10A5FV1B | N.A. non DIII IU
|  |  |  | FWA-A | FWA-A5TV1BR | FWA01A5TV1BR | N.A. non DIII IU
|  |  |  | FWA-A | FWA-A5TV1BR | FWA02A5TV1BR | N.A. non DIII IU
|  |  |  | FWA-A | FWA-A5TV1BR | FWA03A5TV1BR | N.A. non DIII IU
|  |  |  | FWA-A | FWA-A5TV1BR | FWA04A5TV1BR | N.A. non DIII IU
|  |  |  | FWA-A | FWA-A5TV1BR | FWA05A5TV1BR | N.A. non DIII IU
|  |  |  | FWA-A | FWA-A5TV1BR | FWA06A5TV1BR | N.A. non DIII IU
|  |  |  | FWA-A | FWA-A5TV1BR | FWA07A5TV1BR | N.A. non DIII IU
|  |  |  | FWA-A | FWA-A5TV1BR | FWA08A5TV1BR | N.A. non DIII IU
|  |  |  | FWA-A | FWA-A5TV1BR | FWA10A5TV1BR | N.A. non DIII IU
|  |  |  | FWA-A | FWA-A5FV1BR | FWA01A5FV1BR | N.A. non DIII IU
|  |  |  | FWA-A | FWA-A5FV1BR | FWA02A5FV1BR | N.A. non DIII IU
|  |  |  | FWA-A | FWA-A5FV1BR | FWA03A5FV1BR | N.A. non DIII IU
|  |  |  | FWA-A | FWA-A5FV1BR | FWA04A5FV1BR | N.A. non DIII IU
|  |  |  | FWA-A | FWA-A5FV1BR | FWA05A5FV1BR | N.A. non DIII IU
|  |  |  | FWA-A | FWA-A5FV1BR | FWA06A5FV1BR | N.A. non DIII IU
|  |  |  | FWA-A | FWA-A5FV1BR | FWA07A5FV1BR | N.A. non DIII IU
|  |  |  | FWA-A | FWA-A5FV1BR | FWA08A5FV1BR | N.A. non DIII IU
|  |  |  | FWA-A | FWA-A5FV1BR | FWA10A5FV1BR | N.A. non DIII IU
|  |  |  | FWA-A | FWA-A5TV1BD | FWA01A5TV1BD | N.A. non DIII IU
|  |  |  | FWA-A | FWA-A5TV1BD | FWA02A5TV1BD | N.A. non DIII IU
|  |  |  | FWA-A | FWA-A5TV1BD | FWA04A5TV1BD | N.A. non DIII IU
|  |  |  | FWA-A | FWA-A5TV1BD | FWA05A5TV1BD | N.A. non DIII IU
|  |  |  | FWA-A | FWA-A5TV1BD | FWA07A5TV1BD | N.A. non DIII IU
|  |  |  | FWA-A | FWA-A5TV1BD | FWA08A5TV1BD | N.A. non DIII IU
|  |  |  | FWA-A | FWA-A5TV1BD | FWA10A5TV1BD | N.A. non DIII IU
|  |  |  | FWA-A | FWA-A5TV1BG | FWA01A5TV1BG | N.A. non DIII IU
|  |  |  | FWA-A | FWA-A5TV1BG | FWA02A5TV1BG | N.A. non DIII IU
|  |  |  | FWA-A | FWA-A5TV1BG | FWA04A5TV1BG | N.A. non DIII IU
|  |  |  | FWA-A | FWA-A5TV1BG | FWA05A5TV1BG | N.A. non DIII IU
|  |  |  | FWA-A | FWA-A5TV1BG | FWA07A5TV1BG | N.A. non DIII IU
|  |  |  | FWA-A | FWA-A5TV1BG | FWA08A5TV1BG | N.A. non DIII IU
|  |  |  | FWA-A | FWA-A5TV1BG | FWA10A5TV1BG | N.A. non DIII IU
|  |  |  | FWA-A | FWA-A5FV1BD | FWA01A5FV1BD | N.A. non DIII IU
|  |  |  | FWA-A | FWA-A5FV1BD | FWA02A5FV1BD | N.A. non DIII IU
|  |  |  | FWA-A | FWA-A5FV1BD | FWA04A5FV1BD | N.A. non DIII IU
|  |  |  | FWA-A | FWA-A5FV1BD | FWA05A5FV1BD | N.A. non DIII IU
|  |  |  | FWA-A | FWA-A5FV1BD | FWA07A5FV1BD | N.A. non DIII IU
|  |  |  | FWA-A | FWA-A5FV1BD | FWA08A5FV1BD | N.A. non DIII IU
|  |  |  | FWA-A | FWA-A5FV1BD | FWA10A5FV1BD | N.A. non DIII IU
|  |  |  | FWA-A | FWA-A5FV1BG | FWA01A5FV1BG | N.A. non DIII IU
|  |  |  | FWA-A | FWA-A5FV1BG | FWA02A5FV1BG | N.A. non DIII IU
|  |  |  | FWA-A | FWA-A5FV1BG | FWA04A5FV1BG | N.A. non DIII IU
|  |  |  | FWA-A | FWA-A5FV1BG | FWA05A5FV1BG | N.A. non DIII IU
|  |  |  | FWA-A | FWA-A5FV1BG | FWA07A5FV1BG | N.A. non DIII IU
|  |  |  | FWA-A | FWA-A5FV1BG | FWA08A5FV1BG | N.A. non DIII IU
|  |  |  | FWA-A | FWA-A5FV1BG | FWA10A5FV1BG | N.A. non DIII IU
|  |  |  | BWK-A | BWK-AMCC | BWK04AMCC | N.A. non DIII IU
|  |  |  | BWK-A | BWK-AMCC | BWK07AMCC | N.A. non DIII IU
|  |  |  | BWK-A | BWK-AMCC | BWK09AMCC | N.A. non DIII IU
|  |  |  | BWK-A | BWK-AMCC | BWK12AMCC | N.A. non DIII IU
|  |  |  | BWK-A | BWK-AMCC | BWK14AMCC | N.A. non DIII IU
|  |  |  | BWK-A | BWK-AMCC | BWK16AMCC | N.A. non DIII IU
| Ducted medium ESP units (AC & BLDC) |  |  | FWB-C | FWB-CA |  | N.A. non DIII IU
|  |  |  | FWP-C | FWP-CA |  | N.A. non DIII IU
RA | All RA models that are compatible with KRP928BB2S |  |  | KRP928 | KRP928 | KRP928BB2S | x
Ventilation | Modular L Smart (Right connection) |  |  | ALB-R | ALB-RBSNADBT00 | ALB02RBSNADBT00 | x
|  |  |  | ALB-R | ALB-RBSNADBT00 | ALB03RBSNADBT00 | x
|  |  |  | ALB-R | ALB-RBSNADBT00 | ALB04RBSNADBT00 | x
|  |  |  | ALB-R | ALB-RBSNADBT00 | ALB05RBSNADBT00 | x
|  |  |  | ALB-R | ALB-RBSNADBT00 | ALB06RBSNADBT00 | x
|  |  |  | ALB-R | ALB-RBSNADBT00 | ALB07RBSNADBT00 | x
| Modular L Smart (Left connection) |  |  | ALB-L | ALB-LBSNADBT00 | ALB02LBSNADBT00 | x
|  |  |  | ALB-L | ALB-LBSNADBT00 | ALB03LBSNADBT00 | x
|  |  |  | ALB-L | ALB-LBSNADBT00 | ALB04LBSNADBT00 | x
|  |  |  | ALB-L | ALB-LBSNADBT00 | ALB05LBSNADBT00 | x
|  |  |  | ALB-L | ALB-LBSNADBT00 | ALB06LBSNADBT00 | x
|  |  |  | ALB-L | ALB-LBSNADBT00 | ALB07LBSNADBT00 | x
| VAM |  |  | VAM-J | VAM-J7VEB | VAM350J7VEB | x
|  |  |  | VAM-J | VAM-J7VEB | VAM500J7VEB | x
|  |  |  | VAM-J | VAM-J7VEB | VAM650J7VEB | x
|  |  |  | VAM-J | VAM-J7VEB | VAM800J7VEB | x
|  |  |  | VAM-J | VAM-J7VEB | VAM1000J7VEB | x
|  |  |  | VAM-J | VAM-J7VEB | VAM1500J7VEB | x
|  |  |  | VAM-J | VAM-J7VEB | VAM2000J7VEB | x
|  |  |  | VAM-J | VAM-J8VEB | VAM350J8VEB | x
|  |  |  | VAM-J | VAM-J8VEB | VAM500J8VEB | x
|  |  |  | VAM-J | VAM-J8VEB | VAM650J8VEB | x
|  |  |  | VAM-J | VAM-J8VEB | VAM800J8VEB | x
|  |  |  | VAM-J | VAM-J8VEB | VAM1000J8VEB | x
|  |  |  | VAM-J | VAM-J8VEB | VAM1500J8VEB | x
|  |  |  | VAM-J | VAM-J8VEB | VAM2000J8VEB | x
|  |  |  | VAM-J | VAM-J8VEB9 | VAM800J8VEB9 | x
|  |  |  | VAM-J | VAM-J8VEB9 | VAM1000J8VEB9 | x
|  |  |  | VAM-J | VAM-J8VEB9 | VAM1500J8VEB9 | x
|  |  |  | VAM-J | VAM-J8VEB9 | VAM2000J8VEB9 | x
|  |  |  | VAM-F | VAM-FCVE9 | VAM150FCVE9 | x
|  |  |  | VAM-F | VAM-FCVE9 | VAM250FCVE9 | x
|  |  |  | VAM-F | VAM-FCVE | VAM150FCVE | x
|  |  |  | VAM-F | VAM-FCVE | VAM250FCVE | x
|  |  |  | VAM-F | VAM-FCVE | VAM350FCVE | x
|  |  |  | VAM-F | VAM-FCVE | VAM500FCVE | x
|  |  |  | VAM-F | VAM-FCVE | VAM650FCVE | x
|  |  |  | VAM-F | VAM-FCVE | VAM800FCVE | x
|  |  |  | VAM-F | VAM-FCVE | VAM1000FCVE | x
|  |  |  | VAM-F | VAM-FCVE | VAM1500FCVE | x
|  |  |  | VAM-F | VAM-FCVE | VAM2000FCVE | x
|  |  |  | VAM-F | VAM-FB7VE | VAM350FB7VE | x
|  |  |  | VAM-F | VAM-FB7VE | VAM500FB7VE | x
|  |  |  | VAM-F | VAM-FB7VE | VAM650FB7VE | x
|  |  |  | VAM-F | VAM-FB7VE | VAM800FB7VE | x
|  |  |  | VAM-F | VAM-FB7VE | VAM1000FB7VE | x
|  |  |  | VAM-F | VAM-FB7VE | VAM1500FB7VE | x
|  |  |  | VAM-F | VAM-FB7VE | VAM2000FB7VE | x
|  |  |  | VAM-F | VAM-FA5VE1 | VAM350FA5VE1 | x
|  |  |  | VAM-F | VAM-FA5VE1 | VAM500FA5VE1 | x
|  |  |  | VAM-F | VAM-FA5VE1 | VAM650FA5VE1 | x
|  |  |  | VAM-F | VAM-FA5VE1 | VAM800FA5VE1 | x
|  |  |  | VAM-F | VAM-FA5VE1 | VAM1000FA5VE1 | x
|  |  |  | VAM-F | VAM-FA5VE1 | VAM1500FA5VE1 | x
|  |  |  | VAM-F | VAM-FA5VE1 | VAM2000FA5VE1 | x
|  |  |  | VAM-F | VAM-FA5VE | VAM350FA5VE | x
|  |  |  | VAM-F | VAM-FA5VE | VAM500FA5VE | x
|  |  |  | VAM-F | VAM-FA5VE | VAM650FA5VE | x
|  |  |  | VAM-F | VAM-FA5VE | VAM800FA5VE | x
|  |  |  | VAM-F | VAM-FA5VE | VAM1000FA5VE | x
|  |  |  | VAM-F | VAM-FA5VE | VAM1500FA5VE | x
|  |  |  | VAM-F | VAM-FA5VE | VAM2000FA5VE | x
|  |  |  | VAM-F | VAM-FA8VE | VAM150FA8VE | x
|  |  |  | VAM-F | VAM-FA8VE | VAM250FA8VE | x
|  |  |  | VAM-F | VAM-FA8VE | VAM350FA8VE | x
|  |  |  | VAM-F | VAM-FA8VE | VAM500FA8VE | x
|  |  |  | VAM-F | VAM-FA8VE | VAM650FA8VE | x
|  |  |  | VAM-F | VAM-FA8VE | VAM800FA8VE | x
|  |  |  | VAM-F | VAM-FA8VE | VAM1000FA8VE | x
|  |  |  | VAM-F | VAM-FA8VE | VAM1500FA8VE | x
|  |  |  | VAM-F | VAM-FA8VE | VAM2000FA8VE | x
|  |  |  | VAM-F | VAM-FA8VE1 | VAM150FA8VE1 | x
|  |  |  | VAM-F | VAM-FA8VE1 | VAM250FA8VE1 | x
|  |  |  | VAM-F | VAM-FB7VE | VAM350FB7VE | x
|  |  |  | VAM-F | VAM-FB7VE | VAM500FB7VE | x
|  |  |  | VAM-F | VAM-FB7VE | VAM650FB7VE | x
|  |  |  | VAM-F | VAM-FB7VE | VAM800FB7VE | x
|  |  |  | VAM-F | VAM-FB7VE | VAM1000FB7VE | x
|  |  |  | VAM-F | VAM-FB7VE | VAM1500FB7VE | x
|  |  |  | VAM-F | VAM-FB7VE | VAM2000FB7VE | x
|  |  |  | VAM-F | VAM-FB7VE | VAM350FB7VE | x
|  |  |  | VAM-F | VAM-FB7VE | VAM500FB7VE | x
|  |  |  | VAM-F | VAM-FB7VE | VAM650FB7VE | x
|  |  |  | VAM-F | VAM-FB7VE | VAM800FB7VE | x
|  |  |  | VAM-F | VAM-FB7VE | VAM1000FB7VE | x
|  |  |  | VAM-F | VAM-FB7VE | VAM1500FB7VE | x
|  |  |  | VAM-F | VAM-FB7VE | VAM2000FB7VE | x
|  |  |  | VAM-G | VAM-GJVE | VAM150GJVE | x
|  |  |  | VAM-G | VAM-GJVE | VAM250GJVE | x
|  |  |  | VAM-G | VAM-GJVE | VAM350GJVE | x
|  |  |  | VAM-G | VAM-GJVE | VAM500GJVE | x
|  |  |  | VAM-G | VAM-GJVE | VAM650GJVE | x
|  |  |  | VAM-G | VAM-GJVE | VAM800GJVE | x
|  |  |  | VAM-G | VAM-GJVE | VAM1000GJVE | x
|  |  |  | VAM-G | VAM-GJVE | VAM1500GJVE | x
|  |  |  | VAM-G | VAM-GJVE | VAM2000GJVE | x
| DX-module |  |  | EKVDX-A | EKVDX-A2VEB | EKVDX32A2VEB | x
|  |  |  | EKVDX-A | EKVDX-A2VEB | EKVDX50A2VEB | x
|  |  |  | EKVDX-A | EKVDX-A2VEB | EKVDX80A2VEB | x
|  |  |  | EKVDX-A | EKVDX-A2VEB | EKVDX100A2VEB | x
| VKM |  |  | VKM-G | VKM-GAV1 | VKM50GAV1 | x
|  |  |  | VKM-G | VKM-GAV1 | VKM80GAV1 | x
|  |  |  | VKM-G | VKM-GAV1 | VKM100GAV1 | x
|  |  |  | VKM-G | VKM-GBV1 | VKM50GBV1 | x
|  |  |  | VKM-G | VKM-GBV1 | VKM80GBV1 | x
|  |  |  | VKM-G | VKM-GBV1 | VKM100GBV1 | x
|  |  |  | VKM-G | VKM-GBMV1 | VKM50GBMV1 | x
|  |  |  | VKM-G | VKM-GBMV1 | VKM80GBMV1 | x
|  |  |  | VKM-G | VKM-GBMV1 | VKM100GBMV1 | x
|  |  |  | VKM-G | VKM-GAMV1 | VKM50GAMV1 | x
|  |  |  | VKM-G | VKM-GAMV1 | VKM80GAMV1 | x
|  |  |  | VKM-G | VKM-GAMV1 | VKM100GAMV1 | x
| AHU Controller |  |  | EKEQ | EKEQ | EKEQMCBAV3 | x
|  |  |  | EKEA | EKEA | EKEACBVE | x
IEQ sensor | Indoor Environmental Quolity Sensor (DAE) |  |  | AIRSENSEPROPLUS | AIRSENSEPROPLUS | AIRSENSEPROPLUS | x
Refrigeration | CVP | Outdoor unit |  | LRYEQ-A | LRYEQ-A7Y1 | LRYEQ16A7Y1 | x
|  |  |  | LRYEN-A | LRYEN-A7Y1 | LRYEN10A7Y1 | -
|  |  |  | LRNUN-A | LRNUN-A7Y1 | LRNUN5A7Y1 | -
|  | Indoor unit | Ceiling Mounted Built-In Type | FXSN-A |  |  | N/A
|  |  | CO2 cassette indoor unit | FXSN-A | FXSN-A2VEB | FXSN50A2VEB | -
|  |  |  | FXSN-A | FXSN-A2VEB | FXSN71A2VEB | -
|  |  |  | FXSN-A | FXSN-A2VEB | FXSN112A2VEB | -
|  |  | (refer VRV and Air curtain) |  |  |  | N/A
|  | Booster unit |  | LCBKQ-A | LCBKQ-AV1 | - | N/A
| Mini-ZEAS | Outdoor unit | MT MiniZEAS | LRMEQ-B | LRMEQ-BY1 | LRMEQ3BY1 | -
|  |  |  | LRMEQ-B | LRMEQ-BY1 | LRMEQ4BY1 | -
|  |  | LT MiniZEAS | LRLEQ-B | LRLEQ-BY1 | LRLEQ3BY1 | -
|  |  |  | LRLEQ-B | LRLEQ-BY1 | LRLEQ4BY1 | -
| ZEAS | Outdoor unit |  | LREQ-B | LREQ-B7Y1 | LREQ5B7Y1 | -
|  |  |  | LREQ-B | LREQ-B7Y1 | LREQ6B7Y1 | -
|  |  |  | LREQ-B | LREQ-B7Y1 | LREQ8B7Y1 | -
|  |  |  | LREQ-B | LREQ-B7Y1 | LREQ10B7Y1 | -
|  |  |  | LREQ-B | LREQ-B7Y1 | LREQ12B7Y1 | -
|  |  |  | LREQ-B | LREQ-B7Y1 | LREQ15B7Y1 | -
|  |  |  | LREQ-B | LREQ-B7Y1 | LREQ20B7Y1 | -
|  |  |  | LREQ-B | LREQ-B7Y1 | LREQ30B7Y1 | N/A
|  |  |  | LREQ-B | LREQ-B7Y1 | LREQ40B7Y1 | N/A
|  |  | R410A-ZEAS(multi) | LREQ-B | LREQ-BY1R | LREQ15BY1R | -
|  |  |  | LREQ-B | LREQ-BY1R | LREQ20BY1R | -
|  |  | CO2-ZEAS | LREN-A | LREN-A7Y1B |  | -

## ERQ,ERA
VRV outdoor units of DAIPL
These units are not standard units for the EMEA region.
Daikin Cloud Plus is compatible with them because they are being sold in DAME.
Red: Update
Compatibility (x is compatible)
Category | Model range |  | Model | Ver 202504
ERQ | ERQ-A | ERQ-A7W1B | ERQ125A7W1B | x
| ERQ-A | ERQ-A7W1B | ERQ200A7W1B | x
| ERQ-A | ERQ-A7W1B | ERQ250A7W1B | x
| ERQ-A | ERQ-A7V1B | ERQ100A7V1B | x
| ERQ-A | ERQ-A7V1B | ERQ125A7V1B | x
| ERQ-A | ERQ-A7V1B | ERQ140A7V1B | x
ERA | ERA-A | ERQ-A7W1B | ERA100A7V1B | x
| ERA-A | ERQ-A7W1B | ERA125A7V1B | x
| ERA-A | ERQ-A7W1B | ERA140A7V1B | x
| ERA-A | ERQ-A7V1B | ERA100A7Y1B | x
| ERA-A | ERQ-A7V1B | ERA125A7Y1B | x
| ERA-A | ERQ-A7V1B | ERA140A7Y1B | x
| ERA-A | ERQ-A7V1B | ERA200AMYFB | x
| ERA-A | ERQ-A7V1B | ERA250AMYFB | x
| ERA-A | ERQ-A7V1B | ERA300AMYFB | x

## VRV OU (DAIPL)
VRV outdoor units of DAIPL
These units are not standard units for the EMEA region.
Daikin Cloud Plus is compatible with them because they are being sold in DAME.
Red: Update
Compatibility (x is compatible)
Type | Model group |  | Model | Ver 202309
VRV X | RXQ-A | RXQ-ARYFK | RXQ6ARYFK | x
| RXQ-A | RXQ-ARYFK | RXQ8ARYFK | x
| RXQ-A | RXQ-ARYFK | RXQ10ARYFK | x
| RXQ-A | RXQ-ARYFK | RXQ12ARYFK | x
| RXQ-A | RXQ-ARYFK | RXQ14ARYFK | x
| RXQ-A | RXQ-ARYFK | RXQ16ARYFK | x
| RXQ-A | RXQ-ARYFK | RXQ18ANRYFK | -
| RXQ-A | RXQ-ARYFK | RXQ20ANRYFK | -
| RXQ-A | RXQ-ARYFK | RXQ24ANRYFK | -
| RXQ-A | RXQ-ARYFK | RXQ26ANRYFK | -
| RXQ-A | RXQ-ARYFK | RXQ28ANRYFK | -
| RXQ-A | RXQ-ARYFK | RXQ30ANRYFK | -
| RXQ-A | RXQ-ARYFK | RXQ32ANRYFK | -
| RXQ-A | RXQ-ARYFK | RXQ34ANRYFK | -
| RXQ-A | RXQ-ARYFK | RXQ36ANRYFK | -
| RXQ-A | RXQ-ARYFK | RXQ38ANRYFK | -
| RXQ-A | RXQ-ARYFK | RXQ40ANRYFK | -
| RXQ-A | RXQ-ARYFK | RXQ44ANRYFK | -
| RXQ-A | RXQ-ARYFK | RXQ46ANRYFK | -
| RXQ-A | RXQ-ARYFK | RXQ48ANRYFK | -
| RXQ-A | RXQ-ARY1 | RXQ6ARY1 | x
| RXQ-A | RXQ-ARY1 | RXQ8ARY1 | x
| RXQ-A | RXQ-ARY1 | RXQ10ARY1 | x
| RXQ-A | RXQ-ARY1 | RXQ12ARY1 | x
| RXQ-A | RXQ-ARY1 | RXQ14ARY1 | x
| RXQ-A | RXQ-ARY1 | RXQ16ARY1 | x
| RXQ-A | RXQ-ARY1 | RXQ18ANRY1 | -
| RXQ-A | RXQ-ARY1 | RXQ20ANRY1 | -
| RXQ-A | RXQ-ARY1 | RXQ22ANRY1 | -
| RXQ-A | RXQ-ARY1 | RXQ24ANRY1 | -
| RXQ-A | RXQ-ARY1 | RXQ26ANRY1 | -
| RXQ-A | RXQ-ARY1 | RXQ28ANRY1 | -
| RXQ-A | RXQ-ARY1 | RXQ30ANRY1 | -
| RXQ-A | RXQ-ARY1 | RXQ32ANRY1 | -
| RXQ-A | RXQ-ARY1 | RXQ34ANRY1 | -
| RXQ-A | RXQ-ARY1 | RXQ36ANRY1 | -
| RXQ-A | RXQ-ARY1 | RXQ38ANRY1 | -
| RXQ-A | RXQ-ARY1 | RXQ40ANRY1 | -
| RXQ-A | RXQ-ARY1 | RXQ42ANRY1 | -
| RXQ-A | RXQ-ARY1 | RXQ44ANRY1 | -
| RXQ-A | RXQ-ARY1 | RXQ46ANRY1 | -
| RXQ-A | RXQ-ARY1 | RXQ48ANRY1 | -
| RXQ-A | RXQ-ARY1 | RXQ50ANRY1 | -
| RXQ-A | RXQ-ARY1 | RXQ52ANRY1 | -
| RXQ-A | RXQ-ARY1 | RXQ54ANRY1 | -
| RXQ-A | RXQ-ARY1 | RXQ56ANRY1 | -
| RXQ-A | RXQ-ARY1 | RXQ58ANRY1 | -
| RXQ-A | RXQ-ARY1 | RXQ60ANRY1 | -
VRV Apt | RXYMQ-A | RXYMQ-AVMK | RXYMQ4AVMK | x
| RXYMQ-A | RXYMQ-AYFK | RXYMQ4AYFK | x
| RXYMQ-A | RXYMQ-AYFK | RXYMQ5AYFK | x
| RXYMQ-A | RXYMQ-AYFK | RXYMQ6AYFK | x
VRV Home | RXQ-A | RXQ-ARV1 | RXQ4ARV1 | x
| RXQ-A | RXQ-ARV1 | RXQ5ARV1 | x
| RXMQ-A | RXMQ-ARV1 | RXMQ6ARV1 | x
|  | RXMQ-ARY1 | RXMQ8ARY1 | x
|  | RXMQ-ARY1 | RXMQ10ARY1 | x
|  | RXMQ-ARY1 | RXMQ12ARY1 | x

## VRV IU (DAIPL)
VRV indoor units of DAIPL
Red: Update
Compatibility (x is compatible)
Type | Model range |  | Model | Ver 202309
Indoor unit | FXAQ-A | FXAQ-ARVM | FXAQ20ARVM | x
| FXAQ-A | FXAQ-ARVM | FXAQ25ARVM | x
| FXAQ-A | FXAQ-ARVM | FXAQ32ARVM | x
| FXAQ-A | FXAQ-ARVM | FXAQ40ARVM | x
| FXAQ-A | FXAQ-ARVM | FXAQ50ARVM | x
| FXAQ-A | FXAQ-ARVM | FXAQ63ARVM | x
| FXDQ-P | FXDQ-PDVM | FXDQ20PDVM | x
| FXDQ-P | FXDQ-PDVM | FXDQ25PDVM | x
| FXDQ-P | FXDQ-PDVM | FXDQ32PDVM | x
| FXDQ-N | FXDQ-NDVM | FXDQ40NDVM | x
| FXDQ-N | FXDQ-NDVM | FXDQ50NDVM | x
| FXDQ-N | FXDQ-NDVM | FXDQ63NDVM | x
| FXFSQ-A | FXFSQ-ARV1 | FXFSQ25ARV1 | x
| FXFSQ-A | FXFSQ-ARV1 | FXFSQ32ARV1 | x
| FXFSQ-A | FXFSQ-ARV1 | FXFSQ40ARV1 | x
| FXFSQ-A | FXFSQ-ARV1 | FXFSQ50ARV1 | x
| FXFSQ-A | FXFSQ-ARV1 | FXFSQ63ARV1 | x
| FXFSQ-A | FXFSQ-ARV1 | FXFSQ80ARV1 | x
| FXFSQ-A | FXFSQ-ARV1 | FXFSQ100ARV1 | x
| FXFSQ-A | FXFSQ-ARV1 | FXFSQ125ARV1 | x
| FXFSQ-A | FXFSQ-ARV1 | FXFSQ140ARV1 | x
| FXMQ-A | FXMQ-ARV1 | FXMQ40ARV1 | x
| FXMQ-A | FXMQ-ARV1 | FXMQ50ARV1 | x
| FXMQ-A | FXMQ-ARV1 | FXMQ63ARV1 | x
| FXMQ-A | FXMQ-ARV1 | FXMQ80ARV1 | x
| FXMQ-A | FXMQ-ARV1 | FXMQ100ARV1 | x
| FXMQ-N | FXMQ-NVE6 | FXMQ170NVE6 | x
| FXMQ-N | FXMQ-NVE6 | FXMQ200NVE6 | x
| FXMQ-N | FXMQ-NVE6 | FXMQ250NVE6 | x
| FXMQ-P | FXMQ-PBV1 | FXMQ40PBV1 | x
| FXMQ-P | FXMQ-PBV1 | FXMQ50PBV1 | x
| FXMQ-P | FXMQ-PBV1 | FXMQ63PBV1 | x
| FXMQ-P | FXMQ-PBV1 | FXMQ80PBV1 | x
| FXMQ-P | FXMQ-PBV1 | FXMQ100PBV1 | x
| FXMQ-P | FXMQ-PBV1 | FXMQ125PBV1 | x
| FXMQ-P | FXMQ-PBV1 | FXMQ140PBV1 | x

## Edge compatibility
DC+ Edge compatibility table
Controllers that can be installed without conflict with the DGE601A51 or DGE602A51.
This compatibility depends on the GPF Edge firmware.
This table is the responsiblity of DIL.
Controllers | Type Controller | Option | Compatibility
| Centralised remote control | DCS302C51 | ●
| Schedule timer | DST301B51 | -
| Unified ON/OFF control | DCS301B51 | ●
| Intelligent touch controller | DCS601C51 | -
| Intelligent tablet controller | DCC601A51 | -
| Intelligent touch manager | DCM601A51 DCM601B51 | ●
Standard protocol interfaces | Modbus interface | EKMBDXA EKMBDXB | ●
| LonWorks interface | DMS504B51 | ●
| BACnet interface | DMS502A51 | ●
Adapter PCB's |  | KRP2A5* | -
|  | DTA104A* | -
|  | DTA103A51 | -

## Option list
Option list
The option list for the DGE601A51.
This table is the responsiblity of DIL.
Description | Product nr. | Material nr.
DGPF DⅢ plus ADP | DGE601A52 | DGE601A52
DGPF DⅢ plus ADP SLOT | DGE601A53 | DGE601A53
For details : See Annex 11- (indicated with “STEP1”)
Supported I/O Modules
I/O module type | Model number | Number of input/output contacts per module | Specifications
Di | 750-400 | 2contacts | No-voltage contact input Contact rating: 24 V DC / 4.5 mA
| 750-432 | 4 contacts
| 750-430 | 8 contacts | No-voltage contact input Contact rating: 24 V DC / 2.8 mA
Do | 750-513/000-001 | 2 contacts | No-voltage contact output Contact rating: 230 V AC / 30 V DC, 2 A
| 750-504 | 4 contacts | Voltage contact output Output voltage: 24 V DC / 0.5 A
Ai | 750-454 | 2 contacts | Rated at 4 to 20 mA: 12-bit resolution
| 750-455 | 4 contacts
| 750-479 | 2 contacts | Rated at −10 to 10 V: 13-bit resolution
| 750-459 | 4 contacts | Rated at 0 to 10 V: 12-bit resolution
Ao | 750-554 | 2 contacts | Rated at 4 to 20 mA: 12-bit resolution
| 750-555 | 4 contacts
| 750-560 | 2 contacts | Rated at 0 to 10 V: 10-bit resolution
| 750-559 | 4 contacts | Rated at 0 to 10 V: 12-bit resolution
Thermistor | 750-461/020-000 | 2 contacts | NTC20K thermistor
| 750-461 | 2 contacts | Pt 100/RTD
| 750-460 | 4 contacts
| 750-461/000-003 | 2 contacts | Pt 1000/RTD
| 750-460/000-003 | 4 contacts
| 750-461/000-004 | 2 contacts | Ni 100/RTD
| 750-461/000-005 | 2 contacts | Ni1000 TK6180/RTD
| 750-460/000-005 | 4 contacts
Pi | 750-638 | 2 contacts | Minimum pulse width: 1 ms
Required / Optional Modules Besides Supported I/O Modules
Model type | Model number | specifications | Note
Requred Modules
24 V DC power supply unit | 787-712 | 100 to 240 V AC→24 V DC, 2.5 A
Communications unit (Bus coupler) | WGDCMCPLR2 (Daikin custom) | RS-485, Max:115.2kbps, not programmable | Connecting a communications unit whose model number is not listed here would cause an equipment error in the corresponding node.
Connector | 750-960 |  | This connector must be attached to a communications unit that is connected to the RS485 port (2-pin) of the iTM unit.
Terminator module | 750-600
Optional Modules
Power supply module | 750-613 | IN: 24 V DC, OUT: 5 V DC | The optional power supply module will be required when you connect 33 or more input / output contacts to a single node